## Bldgs & Rooms
If there are not multiple buildings, do not modify this column | Modify this column to name each "room" or "location" where equipment is located, using the customer's description
Main Bldg.
Main Bldg.
Main Bldg.
Main Bldg.
Main Bldg.
Main Bldg.
Main Bldg.
Main Bldg.
Main Bldg.
Main Bldg.
Main Bldg.
Main Bldg.
Main Bldg.
Main Bldg.
Main Bldg.
Main Bldg.
Main Bldg.
Main Bldg.
Main Bldg.
Main Bldg.
Main Bldg.
Main Bldg.
Main Bldg.
Main Bldg.
Main Bldg.
Main Bldg.
Main Bldg.
Main Bldg.
Main Bldg.
Main Bldg.

## Hours (hidden)
600 Volt and below | Full EPM | De-energized Maint. | IR | Ultrasonic | A-F Collection | Pri.Breaker | Sec. Breaker | PwrFact (partial) | PwrFact (xfmr/CB) | Panel Schd. | Oil Sample | Basic EPM
Switchgear - Incoming Main Service (Per Section) | 2 | 3.4833 | 0.5833 | 0.25 | 1.45 | 1 | 0.75 |  |  | 1 |  | 0.8333
Switchgear Insulated Case Breakers (Bus Mounted) | 0.3333 | 4 | 0.1667 | 0.1667 | 0.25 | 0.5 | [5 empty] | 0.3334
SwitchGear Drawout Breakers | 0.3333 | 4 | 0.1667 | 0.1 | 0.25 |  | 0.75 |  |  |  |  | 0.2667
Distribution Switchboard Multi Cover (Per Section) | 1.1167 | 0.9333 | 0.3333 | 0.25 | 0.8833 | 0.5 |  |  |  | 1 |  | 0.5833
Switchboard Disconnects | 0.3333 | 0.2667 | 0.1667 | 0.1667 | 0.25 | [6 empty] | 0.3334
Switchboard Molded Case Breakers | 0.3333 | 4 | 0.1667 | 0.1667 | 0.25 | 0.5 | [5 empty] | 0.3334
Panelboard-Single Cover > 400A (Distribution Panel) | 0.9333 | 0.9333 | 0.3333 | 0.3333 | 0.8833 | 0.5 |  |  |  | 0.75 |  | 0.6666
Panelboard-Single Cover < 400A (Branch Ckt Panel) | 0.75 | 0.75 | 0.25 | 0.1667 | 0.5833 |  |  |  |  | 0.5 |  | 0.4167
Motor Control Center (MCC-Per Vertical Section) | 0.4667 | 0.8167 | 0.1333 | 0.1167 | 0.4667 |  |  |  |  | 0.75 |  | 0.25
MCC: Combination Motor Starters | 0.4667 | 0.8167 | 0.1333 | 0.1167 | 0.4667 | 0.5 |  |  |  | 0.75 |  | 0.25
MCC: Molded Case Breaker | 0.3333 | 4 | 0.1667 | 0.1667 | 0.25 | 0.5 | [5 empty] | 0.3334
MCC: Individual Disconnect Switch | 0.3333 | 0.5 | 0.1667 | 0.1 | 0.25 | [6 empty] | 0.2667
Motor Control Panel (MCP) | 0.4667 | 0.8167 | 0.1333 | 0.1167 | 0.4667 |  |  |  |  | 0.75 |  | 0.25
VFD Motor Control Panel (VFD-MCP) | 0.4667 | 0.8167 | 0.1333 | 0.1167 | 0.4667 |  |  |  |  | 0.75 |  | 0.25
Individual Disconnect Switch > 100A | 0.3333 | 0.5 | 0.1667 | 0.1 | 0.25 | 0.5 | [5 empty] | 0.2667
Individual Molded Case Breaker > 100A | 0.3333 | 3 | 0.1667 | 0.1 | 0.25 | 0.5 | [5 empty] | 0.2667
Individual Combination Motor Starter > 100A | 0.4667 | 1.33 | 0.1667 | 0.1167 | 0.4667 | 0.5 | [5 empty] | 0.2834
Oil Filled Transformer - 5kV-15kV Primary - Any Size (Pad Mounted) | 0.5833 | 4 | 0.3333 | 0.25 | 0.5833 |  |  | 1 | 1 |  | 0.5833 | 0.5833
Oil Filled Transformer - > 15kV Primary (Substation Class) | 1.3 | 16 | 0.75 | 0.5 | 1.33 |  |  | 1.5 | 1.5 |  | 0.75 | 1.25
Dry Type Transformer - < 480V Primary - Any Size kVA | 1.0833 | 1.7333 | 0.417 | 0.417 | 1 |  |  | 0.75 | 0.75 |  |  | 0.834
Power Factor Correction Capacitors | 0.6333 | 8 | 0.25 | 0.2 | 0.5 | [6 empty] | 0.45
Lighting Contactor > 100A | 0.4333 | 0.75 | 0.1167 | 0.1 | 0.1667 | [6 empty] | 0.2167
Power Distribution Unit (PDU) | 1.2833 | 1.25 | 0.25 | 0.25 | 1.1167 | [6 empty] | 0.5
Wire Trough, Gutter, or Large Junction Boxes | 0.3333 | 0.5 | 0.3333 | 0.25 | 0.3333 | [6 empty] | 0.5833
Bus Duct - Vertical or Horizontal (Per 10' section) | 0.1167 | 0.75 | 0.0833 | 0.0833 | 0.0833 | [6 empty] | 0.1666
Automatic Transfer Switch (ATS) > 100A | 0.6667 | 1.5 | 0.4167 | 0.3333 | 0.5 | [6 empty] | 0.75
Manual Transfer Switch (MTS) > 100A | 0.6667 | 1 | 0.4167 | 0.3333 | 0.5 | [6 empty] | 0.75
Variable Frequency Drives (VFD) < 50 HP | 0.4667 | 0.8167 | 0.1333 | 0.1167 | 0.467 | [6 empty] | 0.25
Variable Frequency Drives (VFD) 51-200 HP | 0.4667 | 0.8167 | 0.1333 | 0.1167 | 0.467 | [6 empty] | 0.25
Motors < 50 HP | 0.4333 | 1.1167 | 0.1667 | 0.1 | 0.4333 | [6 empty] | 0.2667
Motors 51-200 HP | 0.6 | 1.5 | 0.1667 | 0.1 | 0.4333 | [6 empty] | 0.2667
Motors 201-500 HP | 0.8 | 1.75 | 0.1667 | 0.1 | 0.4333 | [6 empty] | 0.2667
Compressed Air Equipment | 0.6 | 1.5 | 0.1667 | 0.1 | 0.4333 | [6 empty] | 0.2667
HVAC Equipment (Large) | 0.6 | 1.5 | 0.1667 | 0.1 | 0.4333 | [6 empty] | 0.2667
HVAC Equipment (Small) | 0.4333 | 1.1167 | 0.1667 | 0.1 | 0.4333 | [6 empty] | 0.2667
Uninterruptible Power Supply (UPS) < 50kVA | 0.4167 | 2 | 0.3333 | 0.3333 | 0.4167 | [6 empty] | 0.6666
Uninterruptible Power Supply (UPS) > 50kVA | 0.75 | 3 | 0.6667 | 0.6667 | 0.75 | [6 empty] | 1.3334

## Components Yr 1
Building | Room | 600 Volt and below | Total Counted | Basic EPM | Full EPM | De-Energized | IR | Ultrasonic | A-F Collection | Pri.Breaker | Sec. Breaker | PwrFact (partial) | PwrFact (xfmr/CB) | Panel Schd. | Oil Sample | ESA | Total Hours | Total pcs. priced
Main Bldg. | 0 | Switchgear - Incoming Main Service (Per Section) | 0 | [13 empty] | 0 | 0
Main Bldg. | 0 | Switchgear Insulated Case Breakers (Bus Mounted) | 0 | [13 empty] | 0 | 0
Main Bldg. | 0 | SwitchGear Drawout Breakers | 0 | [13 empty] | 0 | 0
Main Bldg. | 0 | Distribution Switchboard Multi Cover (Per Section) | 0 | [13 empty] | 0 | 0
Main Bldg. | 0 | Switchboard Disconnects | 0 | [13 empty] | 0 | 0
Main Bldg. | 0 | Switchboard Molded Case Breakers | 0 | [13 empty] | 0 | 0
Main Bldg. | 0 | Panelboard-Single Cover > 400A (Distribution Panel) | 0 | [13 empty] | 0 | 0
Main Bldg. | 0 | Panelboard-Single Cover < 400A (Branch Ckt Panel) | 0 | [13 empty] | 0 | 0
Main Bldg. | 0 | Motor Control Center (MCC-Per Vertical Section) | 0 | [13 empty] | 0 | 0
Main Bldg. | 0 | MCC: Combination Motor Starters | 0 | [13 empty] | 0 | 0
Main Bldg. | 0 | MCC: Molded Case Breaker | 0 | [13 empty] | 0 | 0
Main Bldg. | 0 | MCC: Individual Disconnect Switch | 0 | [13 empty] | 0 | 0
Main Bldg. | 0 | Motor Control Panel (MCP) | 0 | [13 empty] | 0 | 0
Main Bldg. | 0 | VFD Motor Control Panel (VFD-MCP) | 0 | [13 empty] | 0 | 0
Main Bldg. | 0 | Individual Disconnect Switch > 100A | 0 | [13 empty] | 0 | 0
Main Bldg. | 0 | Individual Molded Case Breaker > 100A | 0 | [13 empty] | 0 | 0
Main Bldg. | 0 | Individual Combination Motor Starter > 100A | 0 | [13 empty] | 0 | 0
Main Bldg. | 0 | Oil Filled Transformer - 5kV-15kV Primary - Any Size (Pad Mounted) | 0 | [13 empty] | 0 | 0
Main Bldg. | 0 | Oil Filled Transformer - > 15kV Primary (Substation Class) | 0 | [13 empty] | 0 | 0
Main Bldg. | 0 | Dry Type Transformer - < 480V Primary - Any Size kVA | 0 | [13 empty] | 0 | 0
Main Bldg. | 0 | Power Factor Correction Capacitors | 0 | [13 empty] | 0 | 0
Main Bldg. | 0 | Lighting Contactor > 100A | 0 | [13 empty] | 0 | 0
Main Bldg. | 0 | Power Distribution Unit (PDU) | 0 | [13 empty] | 0 | 0
Main Bldg. | 0 | Wire Trough, Gutter, or Large Junction Boxes | 0 | [13 empty] | 0 | 0
Main Bldg. | 0 | Bus Duct - Vertical or Horizontal (Per 10' section) | 0 | [13 empty] | 0 | 0
Main Bldg. | 0 | Automatic Transfer Switch (ATS) > 100A | 0 | [13 empty] | 0 | 0
Main Bldg. | 0 | Manual Transfer Switch (MTS) > 100A | 0 | [13 empty] | 0 | 0
Main Bldg. | 0 | Variable Frequency Drives (VFD) < 50 HP | 0 | [13 empty] | 0 | 0
Main Bldg. | 0 | Variable Frequency Drives (VFD) 51-200 HP | 0 | [13 empty] | 0 | 0
Main Bldg. | 0 | Motors < 50 HP | 0 | [13 empty] | 0 | 0
Main Bldg. | 0 | Motors 51-200 HP | 0 | [13 empty] | 0 | 0
Main Bldg. | 0 | Motors 201-500 HP | 0 | [13 empty] | 0 | 0
Main Bldg. | 0 | Compressed Air Equipment | 0 | [13 empty] | 0 | 0
Main Bldg. | 0 | HVAC Equipment (Large) | 0 | [13 empty] | 0 | 0
Main Bldg. | 0 | HVAC Equipment (Small) | 0 | [13 empty] | 0 | 0
Main Bldg. | 0 | Uninterruptible Power Supply (UPS) < 50kVA | 0 | [13 empty] | 0 | 0
Main Bldg. | 0 | Uninterruptible Power Supply (UPS) > 50kVA | 0 | [13 empty] | 0 | 0
Main Bldg. | 0 | Switchgear - Incoming Main Service (Per Section) | 0 | [13 empty] | 0 | 0
Main Bldg. | 0 | Switchgear Insulated Case Breakers (Bus Mounted) | 0 | [13 empty] | 0 | 0
Main Bldg. | 0 | SwitchGear Drawout Breakers | 0 | [13 empty] | 0 | 0
Main Bldg. | 0 | Distribution Switchboard Multi Cover (Per Section) | 0 | [13 empty] | 0 | 0
Main Bldg. | 0 | Switchboard Disconnects | 0 | [13 empty] | 0 | 0
Main Bldg. | 0 | Switchboard Molded Case Breakers | 0 | [13 empty] | 0 | 0
Main Bldg. | 0 | Panelboard-Single Cover > 400A (Distribution Panel) | 0 | [13 empty] | 0 | 0
Main Bldg. | 0 | Panelboard-Single Cover < 400A (Branch Ckt Panel) | 0 | [13 empty] | 0 | 0
Main Bldg. | 0 | Motor Control Center (MCC-Per Vertical Section) | 0 | [13 empty] | 0 | 0
Main Bldg. | 0 | MCC: Combination Motor Starters | 0 | [13 empty] | 0 | 0
Main Bldg. | 0 | MCC: Molded Case Breaker | 0 | [13 empty] | 0 | 0
Main Bldg. | 0 | MCC: Individual Disconnect Switch | 0 | [13 empty] | 0 | 0
Main Bldg. | 0 | Motor Control Panel (MCP) | 0 | [13 empty] | 0 | 0
Main Bldg. | 0 | VFD Motor Control Panel (VFD-MCP) | 0 | [13 empty] | 0 | 0
Main Bldg. | 0 | Individual Disconnect Switch > 100A | 0 | [13 empty] | 0 | 0
Main Bldg. | 0 | Individual Molded Case Breaker > 100A | 0 | [13 empty] | 0 | 0
Main Bldg. | 0 | Individual Combination Motor Starter > 100A | 0 | [13 empty] | 0 | 0
Main Bldg. | 0 | Oil Filled Transformer - 5kV-15kV Primary - Any Size (Pad Mounted) | 0 | [13 empty] | 0 | 0
Main Bldg. | 0 | Oil Filled Transformer - > 15kV Primary (Substation Class) | 0 | [13 empty] | 0 | 0
Main Bldg. | 0 | Dry Type Transformer - < 480V Primary - Any Size kVA | 0 | [13 empty] | 0 | 0
Main Bldg. | 0 | Power Factor Correction Capacitors | 0 | [13 empty] | 0 | 0
Main Bldg. | 0 | Lighting Contactor > 100A | 0 | [13 empty] | 0 | 0
Main Bldg. | 0 | Power Distribution Unit (PDU) | 0 | [13 empty] | 0 | 0
Main Bldg. | 0 | Wire Trough, Gutter, or Large Junction Boxes | 0 | [13 empty] | 0 | 0
Main Bldg. | 0 | Bus Duct - Vertical or Horizontal (Per 10' section) | 0 | [13 empty] | 0 | 0
Main Bldg. | 0 | Automatic Transfer Switch (ATS) > 100A | 0 | [13 empty] | 0 | 0
Main Bldg. | 0 | Manual Transfer Switch (MTS) > 100A | 0 | [13 empty] | 0 | 0
Main Bldg. | 0 | Variable Frequency Drives (VFD) < 50 HP | 0 | [13 empty] | 0 | 0
Main Bldg. | 0 | Variable Frequency Drives (VFD) 51-200 HP | 0 | [13 empty] | 0 | 0
Main Bldg. | 0 | Motors < 50 HP | 0 | [13 empty] | 0 | 0
Main Bldg. | 0 | Motors 51-200 HP | 0 | [13 empty] | 0 | 0
Main Bldg. | 0 | Motors 201-500 HP | 0 | [13 empty] | 0 | 0
Main Bldg. | 0 | Compressed Air Equipment | 0 | [13 empty] | 0 | 0
Main Bldg. | 0 | HVAC Equipment (Large) | 0 | [13 empty] | 0 | 0
Main Bldg. | 0 | HVAC Equipment (Small) | 0 | [13 empty] | 0 | 0
Main Bldg. | 0 | Uninterruptible Power Supply (UPS) < 50kVA | 0 | [13 empty] | 0 | 0
Main Bldg. | 0 | Uninterruptible Power Supply (UPS) > 50kVA | 0 | [13 empty] | 0 | 0
Main Bldg. | 0 | Switchgear - Incoming Main Service (Per Section) | 0 | [13 empty] | 0 | 0
Main Bldg. | 0 | Switchgear Insulated Case Breakers (Bus Mounted) | 0 | [13 empty] | 0 | 0
Main Bldg. | 0 | SwitchGear Drawout Breakers | 0 | [13 empty] | 0 | 0
Main Bldg. | 0 | Distribution Switchboard Multi Cover (Per Section) | 0 | [13 empty] | 0 | 0
Main Bldg. | 0 | Switchboard Disconnects | 0 | [13 empty] | 0 | 0
Main Bldg. | 0 | Switchboard Molded Case Breakers | 0 | [13 empty] | 0 | 0
Main Bldg. | 0 | Panelboard-Single Cover > 400A (Distribution Panel) | 0 | [13 empty] | 0 | 0
Main Bldg. | 0 | Panelboard-Single Cover < 400A (Branch Ckt Panel) | 0 | [13 empty] | 0 | 0
Main Bldg. | 0 | Motor Control Center (MCC-Per Vertical Section) | 0 | [13 empty] | 0 | 0
Main Bldg. | 0 | MCC: Combination Motor Starters | 0 | [13 empty] | 0 | 0
Main Bldg. | 0 | MCC: Molded Case Breaker | 0 | [13 empty] | 0 | 0
Main Bldg. | 0 | MCC: Individual Disconnect Switch | 0 | [13 empty] | 0 | 0
Main Bldg. | 0 | Motor Control Panel (MCP) | 0 | [13 empty] | 0 | 0
Main Bldg. | 0 | VFD Motor Control Panel (VFD-MCP) | 0 | [13 empty] | 0 | 0
Main Bldg. | 0 | Individual Disconnect Switch > 100A | 0 | [13 empty] | 0 | 0
Main Bldg. | 0 | Individual Molded Case Breaker > 100A | 0 | [13 empty] | 0 | 0
Main Bldg. | 0 | Individual Combination Motor Starter > 100A | 0 | [13 empty] | 0 | 0
Main Bldg. | 0 | Oil Filled Transformer - 5kV-15kV Primary - Any Size (Pad Mounted) | 0 | [13 empty] | 0 | 0
Main Bldg. | 0 | Oil Filled Transformer - > 15kV Primary (Substation Class) | 0 | [13 empty] | 0 | 0
Main Bldg. | 0 | Dry Type Transformer - < 480V Primary - Any Size kVA | 0 | [13 empty] | 0 | 0
Main Bldg. | 0 | Power Factor Correction Capacitors | 0 | [13 empty] | 0 | 0
Main Bldg. | 0 | Lighting Contactor > 100A | 0 | [13 empty] | 0 | 0
Main Bldg. | 0 | Power Distribution Unit (PDU) | 0 | [13 empty] | 0 | 0
Main Bldg. | 0 | Wire Trough, Gutter, or Large Junction Boxes | 0 | [13 empty] | 0 | 0
Main Bldg. | 0 | Bus Duct - Vertical or Horizontal (Per 10' section) | 0 | [13 empty] | 0 | 0
Main Bldg. | 0 | Automatic Transfer Switch (ATS) > 100A | 0 | [13 empty] | 0 | 0
Main Bldg. | 0 | Manual Transfer Switch (MTS) > 100A | 0 | [13 empty] | 0 | 0
Main Bldg. | 0 | Variable Frequency Drives (VFD) < 50 HP | 0 | [13 empty] | 0 | 0
Main Bldg. | 0 | Variable Frequency Drives (VFD) 51-200 HP | 0 | [13 empty] | 0 | 0
Main Bldg. | 0 | Motors < 50 HP | 0 | [13 empty] | 0 | 0
Main Bldg. | 0 | Motors 51-200 HP | 0 | [13 empty] | 0 | 0
Main Bldg. | 0 | Motors 201-500 HP | 0 | [13 empty] | 0 | 0
Main Bldg. | 0 | Compressed Air Equipment | 0 | [13 empty] | 0 | 0
Main Bldg. | 0 | HVAC Equipment (Large) | 0 | [13 empty] | 0 | 0
Main Bldg. | 0 | HVAC Equipment (Small) | 0 | [13 empty] | 0 | 0
Main Bldg. | 0 | Uninterruptible Power Supply (UPS) < 50kVA | 0 | [13 empty] | 0 | 0
Main Bldg. | 0 | Uninterruptible Power Supply (UPS) > 50kVA | 0 | [13 empty] | 0 | 0
Main Bldg. | 0 | Switchgear - Incoming Main Service (Per Section) | 0 | [13 empty] | 0 | 0
Main Bldg. | 0 | Switchgear Insulated Case Breakers (Bus Mounted) | 0 | [13 empty] | 0 | 0
Main Bldg. | 0 | SwitchGear Drawout Breakers | 0 | [13 empty] | 0 | 0
Main Bldg. | 0 | Distribution Switchboard Multi Cover (Per Section) | 0 | [13 empty] | 0 | 0
Main Bldg. | 0 | Switchboard Disconnects | 0 | [13 empty] | 0 | 0
Main Bldg. | 0 | Switchboard Molded Case Breakers | 0 | [13 empty] | 0 | 0
Main Bldg. | 0 | Panelboard-Single Cover > 400A (Distribution Panel) | 0 | [13 empty] | 0 | 0
Main Bldg. | 0 | Panelboard-Single Cover < 400A (Branch Ckt Panel) | 0 | [13 empty] | 0 | 0
Main Bldg. | 0 | Motor Control Center (MCC-Per Vertical Section) | 0 | [13 empty] | 0 | 0
Main Bldg. | 0 | MCC: Combination Motor Starters | 0 | [13 empty] | 0 | 0
Main Bldg. | 0 | MCC: Molded Case Breaker | 0 | [13 empty] | 0 | 0
Main Bldg. | 0 | MCC: Individual Disconnect Switch | 0 | [13 empty] | 0 | 0
Main Bldg. | 0 | Motor Control Panel (MCP) | 0 | [13 empty] | 0 | 0
Main Bldg. | 0 | VFD Motor Control Panel (VFD-MCP) | 0 | [13 empty] | 0 | 0
Main Bldg. | 0 | Individual Disconnect Switch > 100A | 0 | [13 empty] | 0 | 0
Main Bldg. | 0 | Individual Molded Case Breaker > 100A | 0 | [13 empty] | 0 | 0
Main Bldg. | 0 | Individual Combination Motor Starter > 100A | 0 | [13 empty] | 0 | 0
Main Bldg. | 0 | Oil Filled Transformer - 5kV-15kV Primary - Any Size (Pad Mounted) | 0 | [13 empty] | 0 | 0
Main Bldg. | 0 | Oil Filled Transformer - > 15kV Primary (Substation Class) | 0 | [13 empty] | 0 | 0
Main Bldg. | 0 | Dry Type Transformer - < 480V Primary - Any Size kVA | 0 | [13 empty] | 0 | 0
Main Bldg. | 0 | Power Factor Correction Capacitors | 0 | [13 empty] | 0 | 0
Main Bldg. | 0 | Lighting Contactor > 100A | 0 | [13 empty] | 0 | 0
Main Bldg. | 0 | Power Distribution Unit (PDU) | 0 | [13 empty] | 0 | 0
Main Bldg. | 0 | Wire Trough, Gutter, or Large Junction Boxes | 0 | [13 empty] | 0 | 0
Main Bldg. | 0 | Bus Duct - Vertical or Horizontal (Per 10' section) | 0 | [13 empty] | 0 | 0
Main Bldg. | 0 | Automatic Transfer Switch (ATS) > 100A | 0 | [13 empty] | 0 | 0
Main Bldg. | 0 | Manual Transfer Switch (MTS) > 100A | 0 | [13 empty] | 0 | 0
Main Bldg. | 0 | Variable Frequency Drives (VFD) < 50 HP | 0 | [13 empty] | 0 | 0
Main Bldg. | 0 | Variable Frequency Drives (VFD) 51-200 HP | 0 | [13 empty] | 0 | 0
Main Bldg. | 0 | Motors < 50 HP | 0 | [13 empty] | 0 | 0
Main Bldg. | 0 | Motors 51-200 HP | 0 | [13 empty] | 0 | 0
Main Bldg. | 0 | Motors 201-500 HP | 0 | [13 empty] | 0 | 0
Main Bldg. | 0 | Compressed Air Equipment | 0 | [13 empty] | 0 | 0
Main Bldg. | 0 | HVAC Equipment (Large) | 0 | [13 empty] | 0 | 0
Main Bldg. | 0 | HVAC Equipment (Small) | 0 | [13 empty] | 0 | 0
Main Bldg. | 0 | Uninterruptible Power Supply (UPS) < 50kVA | 0 | [13 empty] | 0 | 0
Main Bldg. | 0 | Uninterruptible Power Supply (UPS) > 50kVA | 0 | [13 empty] | 0 | 0
Main Bldg. | 0 | Switchgear - Incoming Main Service (Per Section) | 0 | [13 empty] | 0 | 0
Main Bldg. | 0 | Switchgear Insulated Case Breakers (Bus Mounted) | 0 | [13 empty] | 0 | 0
Main Bldg. | 0 | SwitchGear Drawout Breakers | 0 | [13 empty] | 0 | 0
Main Bldg. | 0 | Distribution Switchboard Multi Cover (Per Section) | 0 | [13 empty] | 0 | 0
Main Bldg. | 0 | Switchboard Disconnects | 0 | [13 empty] | 0 | 0
Main Bldg. | 0 | Switchboard Molded Case Breakers | 0 | [13 empty] | 0 | 0
Main Bldg. | 0 | Panelboard-Single Cover > 400A (Distribution Panel) | 0 | [13 empty] | 0 | 0
Main Bldg. | 0 | Panelboard-Single Cover < 400A (Branch Ckt Panel) | 0 | [13 empty] | 0 | 0
Main Bldg. | 0 | Motor Control Center (MCC-Per Vertical Section) | 0 | [13 empty] | 0 | 0
Main Bldg. | 0 | MCC: Combination Motor Starters | 0 | [13 empty] | 0 | 0
Main Bldg. | 0 | MCC: Molded Case Breaker | 0 | [13 empty] | 0 | 0
Main Bldg. | 0 | MCC: Individual Disconnect Switch | 0 | [13 empty] | 0 | 0
Main Bldg. | 0 | Motor Control Panel (MCP) | 0 | [13 empty] | 0 | 0
Main Bldg. | 0 | VFD Motor Control Panel (VFD-MCP) | 0 | [13 empty] | 0 | 0
Main Bldg. | 0 | Individual Disconnect Switch > 100A | 0 | [13 empty] | 0 | 0
Main Bldg. | 0 | Individual Molded Case Breaker > 100A | 0 | [13 empty] | 0 | 0
Main Bldg. | 0 | Individual Combination Motor Starter > 100A | 0 | [13 empty] | 0 | 0
Main Bldg. | 0 | Oil Filled Transformer - 5kV-15kV Primary - Any Size (Pad Mounted) | 0 | [13 empty] | 0 | 0
Main Bldg. | 0 | Oil Filled Transformer - > 15kV Primary (Substation Class) | 0 | [13 empty] | 0 | 0
Main Bldg. | 0 | Dry Type Transformer - < 480V Primary - Any Size kVA | 0 | [13 empty] | 0 | 0
Main Bldg. | 0 | Power Factor Correction Capacitors | 0 | [13 empty] | 0 | 0
Main Bldg. | 0 | Lighting Contactor > 100A | 0 | [13 empty] | 0 | 0
Main Bldg. | 0 | Power Distribution Unit (PDU) | 0 | [13 empty] | 0 | 0
Main Bldg. | 0 | Wire Trough, Gutter, or Large Junction Boxes | 0 | [13 empty] | 0 | 0
Main Bldg. | 0 | Bus Duct - Vertical or Horizontal (Per 10' section) | 0 | [13 empty] | 0 | 0
Main Bldg. | 0 | Automatic Transfer Switch (ATS) > 100A | 0 | [13 empty] | 0 | 0
Main Bldg. | 0 | Manual Transfer Switch (MTS) > 100A | 0 | [13 empty] | 0 | 0
Main Bldg. | 0 | Variable Frequency Drives (VFD) < 50 HP | 0 | [13 empty] | 0 | 0
Main Bldg. | 0 | Variable Frequency Drives (VFD) 51-200 HP | 0 | [13 empty] | 0 | 0
Main Bldg. | 0 | Motors < 50 HP | 0 | [13 empty] | 0 | 0
Main Bldg. | 0 | Motors 51-200 HP | 0 | [13 empty] | 0 | 0
Main Bldg. | 0 | Motors 201-500 HP | 0 | [13 empty] | 0 | 0
Main Bldg. | 0 | Compressed Air Equipment | 0 | [13 empty] | 0 | 0
Main Bldg. | 0 | HVAC Equipment (Large) | 0 | [13 empty] | 0 | 0
Main Bldg. | 0 | HVAC Equipment (Small) | 0 | [13 empty] | 0 | 0
Main Bldg. | 0 | Uninterruptible Power Supply (UPS) < 50kVA | 0 | [13 empty] | 0 | 0
Main Bldg. | 0 | Uninterruptible Power Supply (UPS) > 50kVA | 0 | [13 empty] | 0 | 0
Main Bldg. | 0 | Switchgear - Incoming Main Service (Per Section) | 0 | [13 empty] | 0 | 0
Main Bldg. | 0 | Switchgear Insulated Case Breakers (Bus Mounted) | 0 | [13 empty] | 0 | 0
Main Bldg. | 0 | SwitchGear Drawout Breakers | 0 | [13 empty] | 0 | 0
Main Bldg. | 0 | Distribution Switchboard Multi Cover (Per Section) | 0 | [13 empty] | 0 | 0
Main Bldg. | 0 | Switchboard Disconnects | 0 | [13 empty] | 0 | 0
Main Bldg. | 0 | Switchboard Molded Case Breakers | 0 | [13 empty] | 0 | 0
Main Bldg. | 0 | Panelboard-Single Cover > 400A (Distribution Panel) | 0 | [13 empty] | 0 | 0
Main Bldg. | 0 | Panelboard-Single Cover < 400A (Branch Ckt Panel) | 0 | [13 empty] | 0 | 0
Main Bldg. | 0 | Motor Control Center (MCC-Per Vertical Section) | 0 | [13 empty] | 0 | 0
Main Bldg. | 0 | MCC: Combination Motor Starters | 0 | [13 empty] | 0 | 0
Main Bldg. | 0 | MCC: Molded Case Breaker | 0 | [13 empty] | 0 | 0
Main Bldg. | 0 | MCC: Individual Disconnect Switch | 0 | [13 empty] | 0 | 0
Main Bldg. | 0 | Motor Control Panel (MCP) | 0 | [13 empty] | 0 | 0
Main Bldg. | 0 | VFD Motor Control Panel (VFD-MCP) | 0 | [13 empty] | 0 | 0
Main Bldg. | 0 | Individual Disconnect Switch > 100A | 0 | [13 empty] | 0 | 0
Main Bldg. | 0 | Individual Molded Case Breaker > 100A | 0 | [13 empty] | 0 | 0
Main Bldg. | 0 | Individual Combination Motor Starter > 100A | 0 | [13 empty] | 0 | 0
Main Bldg. | 0 | Oil Filled Transformer - 5kV-15kV Primary - Any Size (Pad Mounted) | 0 | [13 empty] | 0 | 0
Main Bldg. | 0 | Oil Filled Transformer - > 15kV Primary (Substation Class) | 0 | [13 empty] | 0 | 0
Main Bldg. | 0 | Dry Type Transformer - < 480V Primary - Any Size kVA | 0 | [13 empty] | 0 | 0
Main Bldg. | 0 | Power Factor Correction Capacitors | 0 | [13 empty] | 0 | 0
Main Bldg. | 0 | Lighting Contactor > 100A | 0 | [13 empty] | 0 | 0
Main Bldg. | 0 | Power Distribution Unit (PDU) | 0 | [13 empty] | 0 | 0
Main Bldg. | 0 | Wire Trough, Gutter, or Large Junction Boxes | 0 | [13 empty] | 0 | 0
Main Bldg. | 0 | Bus Duct - Vertical or Horizontal (Per 10' section) | 0 | [13 empty] | 0 | 0
Main Bldg. | 0 | Automatic Transfer Switch (ATS) > 100A | 0 | [13 empty] | 0 | 0
Main Bldg. | 0 | Manual Transfer Switch (MTS) > 100A | 0 | [13 empty] | 0 | 0
Main Bldg. | 0 | Variable Frequency Drives (VFD) < 50 HP | 0 | [13 empty] | 0 | 0
Main Bldg. | 0 | Variable Frequency Drives (VFD) 51-200 HP | 0 | [13 empty] | 0 | 0
Main Bldg. | 0 | Motors < 50 HP | 0 | [13 empty] | 0 | 0
Main Bldg. | 0 | Motors 51-200 HP | 0 | [13 empty] | 0 | 0
Main Bldg. | 0 | Motors 201-500 HP | 0 | [13 empty] | 0 | 0
Main Bldg. | 0 | Compressed Air Equipment | 0 | [13 empty] | 0 | 0
Main Bldg. | 0 | HVAC Equipment (Large) | 0 | [13 empty] | 0 | 0
Main Bldg. | 0 | HVAC Equipment (Small) | 0 | [13 empty] | 0 | 0
Main Bldg. | 0 | Uninterruptible Power Supply (UPS) < 50kVA | 0 | [13 empty] | 0 | 0
Main Bldg. | 0 | Uninterruptible Power Supply (UPS) > 50kVA | 0 | [13 empty] | 0 | 0
Main Bldg. | 0 | Switchgear - Incoming Main Service (Per Section) | 0 | [13 empty] | 0 | 0
Main Bldg. | 0 | Switchgear Insulated Case Breakers (Bus Mounted) | 0 | [13 empty] | 0 | 0
Main Bldg. | 0 | SwitchGear Drawout Breakers | 0 | [13 empty] | 0 | 0
Main Bldg. | 0 | Distribution Switchboard Multi Cover (Per Section) | 0 | [13 empty] | 0 | 0
Main Bldg. | 0 | Switchboard Disconnects | 0 | [13 empty] | 0 | 0
Main Bldg. | 0 | Switchboard Molded Case Breakers | 0 | [13 empty] | 0 | 0
Main Bldg. | 0 | Panelboard-Single Cover > 400A (Distribution Panel) | 0 | [13 empty] | 0 | 0
Main Bldg. | 0 | Panelboard-Single Cover < 400A (Branch Ckt Panel) | 0 | [13 empty] | 0 | 0
Main Bldg. | 0 | Motor Control Center (MCC-Per Vertical Section) | 0 | [13 empty] | 0 | 0
Main Bldg. | 0 | MCC: Combination Motor Starters | 0 | [13 empty] | 0 | 0
Main Bldg. | 0 | MCC: Molded Case Breaker | 0 | [13 empty] | 0 | 0
Main Bldg. | 0 | MCC: Individual Disconnect Switch | 0 | [13 empty] | 0 | 0
Main Bldg. | 0 | Motor Control Panel (MCP) | 0 | [13 empty] | 0 | 0
Main Bldg. | 0 | VFD Motor Control Panel (VFD-MCP) | 0 | [13 empty] | 0 | 0
Main Bldg. | 0 | Individual Disconnect Switch > 100A | 0 | [13 empty] | 0 | 0
Main Bldg. | 0 | Individual Molded Case Breaker > 100A | 0 | [13 empty] | 0 | 0
Main Bldg. | 0 | Individual Combination Motor Starter > 100A | 0 | [13 empty] | 0 | 0
Main Bldg. | 0 | Oil Filled Transformer - 5kV-15kV Primary - Any Size (Pad Mounted) | 0 | [13 empty] | 0 | 0
Main Bldg. | 0 | Oil Filled Transformer - > 15kV Primary (Substation Class) | 0 | [13 empty] | 0 | 0
Main Bldg. | 0 | Dry Type Transformer - < 480V Primary - Any Size kVA | 0 | [13 empty] | 0 | 0
Main Bldg. | 0 | Power Factor Correction Capacitors | 0 | [13 empty] | 0 | 0
Main Bldg. | 0 | Lighting Contactor > 100A | 0 | [13 empty] | 0 | 0
Main Bldg. | 0 | Power Distribution Unit (PDU) | 0 | [13 empty] | 0 | 0
Main Bldg. | 0 | Wire Trough, Gutter, or Large Junction Boxes | 0 | [13 empty] | 0 | 0
Main Bldg. | 0 | Bus Duct - Vertical or Horizontal (Per 10' section) | 0 | [13 empty] | 0 | 0
Main Bldg. | 0 | Automatic Transfer Switch (ATS) > 100A | 0 | [13 empty] | 0 | 0
Main Bldg. | 0 | Manual Transfer Switch (MTS) > 100A | 0 | [13 empty] | 0 | 0
Main Bldg. | 0 | Variable Frequency Drives (VFD) < 50 HP | 0 | [13 empty] | 0 | 0
Main Bldg. | 0 | Variable Frequency Drives (VFD) 51-200 HP | 0 | [13 empty] | 0 | 0
Main Bldg. | 0 | Motors < 50 HP | 0 | [13 empty] | 0 | 0
Main Bldg. | 0 | Motors 51-200 HP | 0 | [13 empty] | 0 | 0
Main Bldg. | 0 | Motors 201-500 HP | 0 | [13 empty] | 0 | 0
Main Bldg. | 0 | Compressed Air Equipment | 0 | [13 empty] | 0 | 0
Main Bldg. | 0 | HVAC Equipment (Large) | 0 | [13 empty] | 0 | 0
Main Bldg. | 0 | HVAC Equipment (Small) | 0 | [13 empty] | 0 | 0
Main Bldg. | 0 | Uninterruptible Power Supply (UPS) < 50kVA | 0 | [13 empty] | 0 | 0
Main Bldg. | 0 | Uninterruptible Power Supply (UPS) > 50kVA | 0 | [13 empty] | 0 | 0
Main Bldg. | 0 | Switchgear - Incoming Main Service (Per Section) | 0 | [13 empty] | 0 | 0
Main Bldg. | 0 | Switchgear Insulated Case Breakers (Bus Mounted) | 0 | [13 empty] | 0 | 0
Main Bldg. | 0 | SwitchGear Drawout Breakers | 0 | [13 empty] | 0 | 0
Main Bldg. | 0 | Distribution Switchboard Multi Cover (Per Section) | 0 | [13 empty] | 0 | 0
Main Bldg. | 0 | Switchboard Disconnects | 0 | [13 empty] | 0 | 0
Main Bldg. | 0 | Switchboard Molded Case Breakers | 0 | [13 empty] | 0 | 0
Main Bldg. | 0 | Panelboard-Single Cover > 400A (Distribution Panel) | 0 | [13 empty] | 0 | 0
Main Bldg. | 0 | Panelboard-Single Cover < 400A (Branch Ckt Panel) | 0 | [13 empty] | 0 | 0
Main Bldg. | 0 | Motor Control Center (MCC-Per Vertical Section) | 0 | [13 empty] | 0 | 0
Main Bldg. | 0 | MCC: Combination Motor Starters | 0 | [13 empty] | 0 | 0
Main Bldg. | 0 | MCC: Molded Case Breaker | 0 | [13 empty] | 0 | 0
Main Bldg. | 0 | MCC: Individual Disconnect Switch | 0 | [13 empty] | 0 | 0
Main Bldg. | 0 | Motor Control Panel (MCP) | 0 | [13 empty] | 0 | 0
Main Bldg. | 0 | VFD Motor Control Panel (VFD-MCP) | 0 | [13 empty] | 0 | 0
Main Bldg. | 0 | Individual Disconnect Switch > 100A | 0 | [13 empty] | 0 | 0
Main Bldg. | 0 | Individual Molded Case Breaker > 100A | 0 | [13 empty] | 0 | 0
Main Bldg. | 0 | Individual Combination Motor Starter > 100A | 0 | [13 empty] | 0 | 0
Main Bldg. | 0 | Oil Filled Transformer - 5kV-15kV Primary - Any Size (Pad Mounted) | 0 | [13 empty] | 0 | 0
Main Bldg. | 0 | Oil Filled Transformer - > 15kV Primary (Substation Class) | 0 | [13 empty] | 0 | 0
Main Bldg. | 0 | Dry Type Transformer - < 480V Primary - Any Size kVA | 0 | [13 empty] | 0 | 0
Main Bldg. | 0 | Power Factor Correction Capacitors | 0 | [13 empty] | 0 | 0
Main Bldg. | 0 | Lighting Contactor > 100A | 0 | [13 empty] | 0 | 0
Main Bldg. | 0 | Power Distribution Unit (PDU) | 0 | [13 empty] | 0 | 0
Main Bldg. | 0 | Wire Trough, Gutter, or Large Junction Boxes | 0 | [13 empty] | 0 | 0
Main Bldg. | 0 | Bus Duct - Vertical or Horizontal (Per 10' section) | 0 | [13 empty] | 0 | 0
Main Bldg. | 0 | Automatic Transfer Switch (ATS) > 100A | 0 | [13 empty] | 0 | 0
Main Bldg. | 0 | Manual Transfer Switch (MTS) > 100A | 0 | [13 empty] | 0 | 0
Main Bldg. | 0 | Variable Frequency Drives (VFD) < 50 HP | 0 | [13 empty] | 0 | 0
Main Bldg. | 0 | Variable Frequency Drives (VFD) 51-200 HP | 0 | [13 empty] | 0 | 0
Main Bldg. | 0 | Motors < 50 HP | 0 | [13 empty] | 0 | 0
Main Bldg. | 0 | Motors 51-200 HP | 0 | [13 empty] | 0 | 0
Main Bldg. | 0 | Motors 201-500 HP | 0 | [13 empty] | 0 | 0
Main Bldg. | 0 | Compressed Air Equipment | 0 | [13 empty] | 0 | 0
Main Bldg. | 0 | HVAC Equipment (Large) | 0 | [13 empty] | 0 | 0
Main Bldg. | 0 | HVAC Equipment (Small) | 0 | [13 empty] | 0 | 0
Main Bldg. | 0 | Uninterruptible Power Supply (UPS) < 50kVA | 0 | [13 empty] | 0 | 0
Main Bldg. | 0 | Uninterruptible Power Supply (UPS) > 50kVA | 0 | [13 empty] | 0 | 0
Main Bldg. | 0 | Switchgear - Incoming Main Service (Per Section) | 0 | [13 empty] | 0 | 0
Main Bldg. | 0 | Switchgear Insulated Case Breakers (Bus Mounted) | 0 | [13 empty] | 0 | 0
Main Bldg. | 0 | SwitchGear Drawout Breakers | 0 | [13 empty] | 0 | 0
Main Bldg. | 0 | Distribution Switchboard Multi Cover (Per Section) | 0 | [13 empty] | 0 | 0
Main Bldg. | 0 | Switchboard Disconnects | 0 | [13 empty] | 0 | 0
Main Bldg. | 0 | Switchboard Molded Case Breakers | 0 | [13 empty] | 0 | 0
Main Bldg. | 0 | Panelboard-Single Cover > 400A (Distribution Panel) | 0 | [13 empty] | 0 | 0
Main Bldg. | 0 | Panelboard-Single Cover < 400A (Branch Ckt Panel) | 0 | [13 empty] | 0 | 0
Main Bldg. | 0 | Motor Control Center (MCC-Per Vertical Section) | 0 | [13 empty] | 0 | 0
Main Bldg. | 0 | MCC: Combination Motor Starters | 0 | [13 empty] | 0 | 0
Main Bldg. | 0 | MCC: Molded Case Breaker | 0 | [13 empty] | 0 | 0
Main Bldg. | 0 | MCC: Individual Disconnect Switch | 0 | [13 empty] | 0 | 0
Main Bldg. | 0 | Motor Control Panel (MCP) | 0 | [13 empty] | 0 | 0
Main Bldg. | 0 | VFD Motor Control Panel (VFD-MCP) | 0 | [13 empty] | 0 | 0
Main Bldg. | 0 | Individual Disconnect Switch > 100A | 0 | [13 empty] | 0 | 0
Main Bldg. | 0 | Individual Molded Case Breaker > 100A | 0 | [13 empty] | 0 | 0
Main Bldg. | 0 | Individual Combination Motor Starter > 100A | 0 | [13 empty] | 0 | 0
Main Bldg. | 0 | Oil Filled Transformer - 5kV-15kV Primary - Any Size (Pad Mounted) | 0 | [13 empty] | 0 | 0
Main Bldg. | 0 | Oil Filled Transformer - > 15kV Primary (Substation Class) | 0 | [13 empty] | 0 | 0
Main Bldg. | 0 | Dry Type Transformer - < 480V Primary - Any Size kVA | 0 | [13 empty] | 0 | 0
Main Bldg. | 0 | Power Factor Correction Capacitors | 0 | [13 empty] | 0 | 0
Main Bldg. | 0 | Lighting Contactor > 100A | 0 | [13 empty] | 0 | 0
Main Bldg. | 0 | Power Distribution Unit (PDU) | 0 | [13 empty] | 0 | 0
Main Bldg. | 0 | Wire Trough, Gutter, or Large Junction Boxes | 0 | [13 empty] | 0 | 0
Main Bldg. | 0 | Bus Duct - Vertical or Horizontal (Per 10' section) | 0 | [13 empty] | 0 | 0
Main Bldg. | 0 | Automatic Transfer Switch (ATS) > 100A | 0 | [13 empty] | 0 | 0
Main Bldg. | 0 | Manual Transfer Switch (MTS) > 100A | 0 | [13 empty] | 0 | 0
Main Bldg. | 0 | Variable Frequency Drives (VFD) < 50 HP | 0 | [13 empty] | 0 | 0
Main Bldg. | 0 | Variable Frequency Drives (VFD) 51-200 HP | 0 | [13 empty] | 0 | 0
Main Bldg. | 0 | Motors < 50 HP | 0 | [13 empty] | 0 | 0
Main Bldg. | 0 | Motors 51-200 HP | 0 | [13 empty] | 0 | 0
Main Bldg. | 0 | Motors 201-500 HP | 0 | [13 empty] | 0 | 0
Main Bldg. | 0 | Compressed Air Equipment | 0 | [13 empty] | 0 | 0
Main Bldg. | 0 | HVAC Equipment (Large) | 0 | [13 empty] | 0 | 0
Main Bldg. | 0 | HVAC Equipment (Small) | 0 | [13 empty] | 0 | 0
Main Bldg. | 0 | Uninterruptible Power Supply (UPS) < 50kVA | 0 | [13 empty] | 0 | 0
Main Bldg. | 0 | Uninterruptible Power Supply (UPS) > 50kVA | 0 | [13 empty] | 0 | 0
Main Bldg. | 0 | Switchgear - Incoming Main Service (Per Section) | 0 | [13 empty] | 0 | 0
Main Bldg. | 0 | Switchgear Insulated Case Breakers (Bus Mounted) | 0 | [13 empty] | 0 | 0
Main Bldg. | 0 | SwitchGear Drawout Breakers | 0 | [13 empty] | 0 | 0
Main Bldg. | 0 | Distribution Switchboard Multi Cover (Per Section) | 0 | [13 empty] | 0 | 0
Main Bldg. | 0 | Switchboard Disconnects | 0 | [13 empty] | 0 | 0
Main Bldg. | 0 | Switchboard Molded Case Breakers | 0 | [13 empty] | 0 | 0
Main Bldg. | 0 | Panelboard-Single Cover > 400A (Distribution Panel) | 0 | [13 empty] | 0 | 0
Main Bldg. | 0 | Panelboard-Single Cover < 400A (Branch Ckt Panel) | 0 | [13 empty] | 0 | 0
Main Bldg. | 0 | Motor Control Center (MCC-Per Vertical Section) | 0 | [13 empty] | 0 | 0
Main Bldg. | 0 | MCC: Combination Motor Starters | 0 | [13 empty] | 0 | 0
Main Bldg. | 0 | MCC: Molded Case Breaker | 0 | [13 empty] | 0 | 0
Main Bldg. | 0 | MCC: Individual Disconnect Switch | 0 | [13 empty] | 0 | 0
Main Bldg. | 0 | Motor Control Panel (MCP) | 0 | [13 empty] | 0 | 0
Main Bldg. | 0 | VFD Motor Control Panel (VFD-MCP) | 0 | [13 empty] | 0 | 0
Main Bldg. | 0 | Individual Disconnect Switch > 100A | 0 | [13 empty] | 0 | 0
Main Bldg. | 0 | Individual Molded Case Breaker > 100A | 0 | [13 empty] | 0 | 0
Main Bldg. | 0 | Individual Combination Motor Starter > 100A | 0 | [13 empty] | 0 | 0
Main Bldg. | 0 | Oil Filled Transformer - 5kV-15kV Primary - Any Size (Pad Mounted) | 0 | [13 empty] | 0 | 0
Main Bldg. | 0 | Oil Filled Transformer - > 15kV Primary (Substation Class) | 0 | [13 empty] | 0 | 0
Main Bldg. | 0 | Dry Type Transformer - < 480V Primary - Any Size kVA | 0 | [13 empty] | 0 | 0
Main Bldg. | 0 | Power Factor Correction Capacitors | 0 | [13 empty] | 0 | 0
Main Bldg. | 0 | Lighting Contactor > 100A | 0 | [13 empty] | 0 | 0
Main Bldg. | 0 | Power Distribution Unit (PDU) | 0 | [13 empty] | 0 | 0
Main Bldg. | 0 | Wire Trough, Gutter, or Large Junction Boxes | 0 | [13 empty] | 0 | 0
Main Bldg. | 0 | Bus Duct - Vertical or Horizontal (Per 10' section) | 0 | [13 empty] | 0 | 0
Main Bldg. | 0 | Automatic Transfer Switch (ATS) > 100A | 0 | [13 empty] | 0 | 0
Main Bldg. | 0 | Manual Transfer Switch (MTS) > 100A | 0 | [13 empty] | 0 | 0
Main Bldg. | 0 | Variable Frequency Drives (VFD) < 50 HP | 0 | [13 empty] | 0 | 0
Main Bldg. | 0 | Variable Frequency Drives (VFD) 51-200 HP | 0 | [13 empty] | 0 | 0
Main Bldg. | 0 | Motors < 50 HP | 0 | [13 empty] | 0 | 0
Main Bldg. | 0 | Motors 51-200 HP | 0 | [13 empty] | 0 | 0
Main Bldg. | 0 | Motors 201-500 HP | 0 | [13 empty] | 0 | 0
Main Bldg. | 0 | Compressed Air Equipment | 0 | [13 empty] | 0 | 0
Main Bldg. | 0 | HVAC Equipment (Large) | 0 | [13 empty] | 0 | 0
Main Bldg. | 0 | HVAC Equipment (Small) | 0 | [13 empty] | 0 | 0
Main Bldg. | 0 | Uninterruptible Power Supply (UPS) < 50kVA | 0 | [13 empty] | 0 | 0
Main Bldg. | 0 | Uninterruptible Power Supply (UPS) > 50kVA | 0 | [13 empty] | 0 | 0
Main Bldg. | 0 | Switchgear - Incoming Main Service (Per Section) | 0 | [13 empty] | 0 | 0
Main Bldg. | 0 | Switchgear Insulated Case Breakers (Bus Mounted) | 0 | [13 empty] | 0 | 0
Main Bldg. | 0 | SwitchGear Drawout Breakers | 0 | [13 empty] | 0 | 0
Main Bldg. | 0 | Distribution Switchboard Multi Cover (Per Section) | 0 | [13 empty] | 0 | 0
Main Bldg. | 0 | Switchboard Disconnects | 0 | [13 empty] | 0 | 0
Main Bldg. | 0 | Switchboard Molded Case Breakers | 0 | [13 empty] | 0 | 0
Main Bldg. | 0 | Panelboard-Single Cover > 400A (Distribution Panel) | 0 | [13 empty] | 0 | 0
Main Bldg. | 0 | Panelboard-Single Cover < 400A (Branch Ckt Panel) | 0 | [13 empty] | 0 | 0
Main Bldg. | 0 | Motor Control Center (MCC-Per Vertical Section) | 0 | [13 empty] | 0 | 0
Main Bldg. | 0 | MCC: Combination Motor Starters | 0 | [13 empty] | 0 | 0
Main Bldg. | 0 | MCC: Molded Case Breaker | 0 | [13 empty] | 0 | 0
Main Bldg. | 0 | MCC: Individual Disconnect Switch | 0 | [13 empty] | 0 | 0
Main Bldg. | 0 | Motor Control Panel (MCP) | 0 | [13 empty] | 0 | 0
Main Bldg. | 0 | VFD Motor Control Panel (VFD-MCP) | 0 | [13 empty] | 0 | 0
Main Bldg. | 0 | Individual Disconnect Switch > 100A | 0 | [13 empty] | 0 | 0
Main Bldg. | 0 | Individual Molded Case Breaker > 100A | 0 | [13 empty] | 0 | 0
Main Bldg. | 0 | Individual Combination Motor Starter > 100A | 0 | [13 empty] | 0 | 0
Main Bldg. | 0 | Oil Filled Transformer - 5kV-15kV Primary - Any Size (Pad Mounted) | 0 | [13 empty] | 0 | 0
Main Bldg. | 0 | Oil Filled Transformer - > 15kV Primary (Substation Class) | 0 | [13 empty] | 0 | 0
Main Bldg. | 0 | Dry Type Transformer - < 480V Primary - Any Size kVA | 0 | [13 empty] | 0 | 0
Main Bldg. | 0 | Power Factor Correction Capacitors | 0 | [13 empty] | 0 | 0
Main Bldg. | 0 | Lighting Contactor > 100A | 0 | [13 empty] | 0 | 0
Main Bldg. | 0 | Power Distribution Unit (PDU) | 0 | [13 empty] | 0 | 0
Main Bldg. | 0 | Wire Trough, Gutter, or Large Junction Boxes | 0 | [13 empty] | 0 | 0
Main Bldg. | 0 | Bus Duct - Vertical or Horizontal (Per 10' section) | 0 | [13 empty] | 0 | 0
Main Bldg. | 0 | Automatic Transfer Switch (ATS) > 100A | 0 | [13 empty] | 0 | 0
Main Bldg. | 0 | Manual Transfer Switch (MTS) > 100A | 0 | [13 empty] | 0 | 0
Main Bldg. | 0 | Variable Frequency Drives (VFD) < 50 HP | 0 | [13 empty] | 0 | 0
Main Bldg. | 0 | Variable Frequency Drives (VFD) 51-200 HP | 0 | [13 empty] | 0 | 0
Main Bldg. | 0 | Motors < 50 HP | 0 | [13 empty] | 0 | 0
Main Bldg. | 0 | Motors 51-200 HP | 0 | [13 empty] | 0 | 0
Main Bldg. | 0 | Motors 201-500 HP | 0 | [13 empty] | 0 | 0
Main Bldg. | 0 | Compressed Air Equipment | 0 | [13 empty] | 0 | 0
Main Bldg. | 0 | HVAC Equipment (Large) | 0 | [13 empty] | 0 | 0
Main Bldg. | 0 | HVAC Equipment (Small) | 0 | [13 empty] | 0 | 0
Main Bldg. | 0 | Uninterruptible Power Supply (UPS) < 50kVA | 0 | [13 empty] | 0 | 0
Main Bldg. | 0 | Uninterruptible Power Supply (UPS) > 50kVA | 0 | [13 empty] | 0 | 0
Main Bldg. | 0 | Switchgear - Incoming Main Service (Per Section) | 0 | [13 empty] | 0 | 0
Main Bldg. | 0 | Switchgear Insulated Case Breakers (Bus Mounted) | 0 | [13 empty] | 0 | 0
Main Bldg. | 0 | SwitchGear Drawout Breakers | 0 | [13 empty] | 0 | 0
Main Bldg. | 0 | Distribution Switchboard Multi Cover (Per Section) | 0 | [13 empty] | 0 | 0
Main Bldg. | 0 | Switchboard Disconnects | 0 | [13 empty] | 0 | 0
Main Bldg. | 0 | Switchboard Molded Case Breakers | 0 | [13 empty] | 0 | 0
Main Bldg. | 0 | Panelboard-Single Cover > 400A (Distribution Panel) | 0 | [13 empty] | 0 | 0
Main Bldg. | 0 | Panelboard-Single Cover < 400A (Branch Ckt Panel) | 0 | [13 empty] | 0 | 0
Main Bldg. | 0 | Motor Control Center (MCC-Per Vertical Section) | 0 | [13 empty] | 0 | 0
Main Bldg. | 0 | MCC: Combination Motor Starters | 0 | [13 empty] | 0 | 0
Main Bldg. | 0 | MCC: Molded Case Breaker | 0 | [13 empty] | 0 | 0
Main Bldg. | 0 | MCC: Individual Disconnect Switch | 0 | [13 empty] | 0 | 0
Main Bldg. | 0 | Motor Control Panel (MCP) | 0 | [13 empty] | 0 | 0
Main Bldg. | 0 | VFD Motor Control Panel (VFD-MCP) | 0 | [13 empty] | 0 | 0
Main Bldg. | 0 | Individual Disconnect Switch > 100A | 0 | [13 empty] | 0 | 0
Main Bldg. | 0 | Individual Molded Case Breaker > 100A | 0 | [13 empty] | 0 | 0
Main Bldg. | 0 | Individual Combination Motor Starter > 100A | 0 | [13 empty] | 0 | 0
Main Bldg. | 0 | Oil Filled Transformer - 5kV-15kV Primary - Any Size (Pad Mounted) | 0 | [13 empty] | 0 | 0
Main Bldg. | 0 | Oil Filled Transformer - > 15kV Primary (Substation Class) | 0 | [13 empty] | 0 | 0
Main Bldg. | 0 | Dry Type Transformer - < 480V Primary - Any Size kVA | 0 | [13 empty] | 0 | 0
Main Bldg. | 0 | Power Factor Correction Capacitors | 0 | [13 empty] | 0 | 0
Main Bldg. | 0 | Lighting Contactor > 100A | 0 | [13 empty] | 0 | 0
Main Bldg. | 0 | Power Distribution Unit (PDU) | 0 | [13 empty] | 0 | 0
Main Bldg. | 0 | Wire Trough, Gutter, or Large Junction Boxes | 0 | [13 empty] | 0 | 0
Main Bldg. | 0 | Bus Duct - Vertical or Horizontal (Per 10' section) | 0 | [13 empty] | 0 | 0
Main Bldg. | 0 | Automatic Transfer Switch (ATS) > 100A | 0 | [13 empty] | 0 | 0
Main Bldg. | 0 | Manual Transfer Switch (MTS) > 100A | 0 | [13 empty] | 0 | 0
Main Bldg. | 0 | Variable Frequency Drives (VFD) < 50 HP | 0 | [13 empty] | 0 | 0
Main Bldg. | 0 | Variable Frequency Drives (VFD) 51-200 HP | 0 | [13 empty] | 0 | 0
Main Bldg. | 0 | Motors < 50 HP | 0 | [13 empty] | 0 | 0
Main Bldg. | 0 | Motors 51-200 HP | 0 | [13 empty] | 0 | 0
Main Bldg. | 0 | Motors 201-500 HP | 0 | [13 empty] | 0 | 0
Main Bldg. | 0 | Compressed Air Equipment | 0 | [13 empty] | 0 | 0
Main Bldg. | 0 | HVAC Equipment (Large) | 0 | [13 empty] | 0 | 0
Main Bldg. | 0 | HVAC Equipment (Small) | 0 | [13 empty] | 0 | 0
Main Bldg. | 0 | Uninterruptible Power Supply (UPS) < 50kVA | 0 | [13 empty] | 0 | 0
Main Bldg. | 0 | Uninterruptible Power Supply (UPS) > 50kVA | 0 | [13 empty] | 0 | 0
Main Bldg. | 0 | Switchgear - Incoming Main Service (Per Section) | 0 | [13 empty] | 0 | 0
Main Bldg. | 0 | Switchgear Insulated Case Breakers (Bus Mounted) | 0 | [13 empty] | 0 | 0
Main Bldg. | 0 | SwitchGear Drawout Breakers | 0 | [13 empty] | 0 | 0
Main Bldg. | 0 | Distribution Switchboard Multi Cover (Per Section) | 0 | [13 empty] | 0 | 0
Main Bldg. | 0 | Switchboard Disconnects | 0 | [13 empty] | 0 | 0
Main Bldg. | 0 | Switchboard Molded Case Breakers | 0 | [13 empty] | 0 | 0
Main Bldg. | 0 | Panelboard-Single Cover > 400A (Distribution Panel) | 0 | [13 empty] | 0 | 0
Main Bldg. | 0 | Panelboard-Single Cover < 400A (Branch Ckt Panel) | 0 | [13 empty] | 0 | 0
Main Bldg. | 0 | Motor Control Center (MCC-Per Vertical Section) | 0 | [13 empty] | 0 | 0
Main Bldg. | 0 | MCC: Combination Motor Starters | 0 | [13 empty] | 0 | 0
Main Bldg. | 0 | MCC: Molded Case Breaker | 0 | [13 empty] | 0 | 0
Main Bldg. | 0 | MCC: Individual Disconnect Switch | 0 | [13 empty] | 0 | 0
Main Bldg. | 0 | Motor Control Panel (MCP) | 0 | [13 empty] | 0 | 0
Main Bldg. | 0 | VFD Motor Control Panel (VFD-MCP) | 0 | [13 empty] | 0 | 0
Main Bldg. | 0 | Individual Disconnect Switch > 100A | 0 | [13 empty] | 0 | 0
Main Bldg. | 0 | Individual Molded Case Breaker > 100A | 0 | [13 empty] | 0 | 0
Main Bldg. | 0 | Individual Combination Motor Starter > 100A | 0 | [13 empty] | 0 | 0
Main Bldg. | 0 | Oil Filled Transformer - 5kV-15kV Primary - Any Size (Pad Mounted) | 0 | [13 empty] | 0 | 0
Main Bldg. | 0 | Oil Filled Transformer - > 15kV Primary (Substation Class) | 0 | [13 empty] | 0 | 0
Main Bldg. | 0 | Dry Type Transformer - < 480V Primary - Any Size kVA | 0 | [13 empty] | 0 | 0
Main Bldg. | 0 | Power Factor Correction Capacitors | 0 | [13 empty] | 0 | 0
Main Bldg. | 0 | Lighting Contactor > 100A | 0 | [13 empty] | 0 | 0
Main Bldg. | 0 | Power Distribution Unit (PDU) | 0 | [13 empty] | 0 | 0
Main Bldg. | 0 | Wire Trough, Gutter, or Large Junction Boxes | 0 | [13 empty] | 0 | 0
Main Bldg. | 0 | Bus Duct - Vertical or Horizontal (Per 10' section) | 0 | [13 empty] | 0 | 0
Main Bldg. | 0 | Automatic Transfer Switch (ATS) > 100A | 0 | [13 empty] | 0 | 0
Main Bldg. | 0 | Manual Transfer Switch (MTS) > 100A | 0 | [13 empty] | 0 | 0
Main Bldg. | 0 | Variable Frequency Drives (VFD) < 50 HP | 0 | [13 empty] | 0 | 0
Main Bldg. | 0 | Variable Frequency Drives (VFD) 51-200 HP | 0 | [13 empty] | 0 | 0
Main Bldg. | 0 | Motors < 50 HP | 0 | [13 empty] | 0 | 0
Main Bldg. | 0 | Motors 51-200 HP | 0 | [13 empty] | 0 | 0
Main Bldg. | 0 | Motors 201-500 HP | 0 | [13 empty] | 0 | 0
Main Bldg. | 0 | Compressed Air Equipment | 0 | [13 empty] | 0 | 0
Main Bldg. | 0 | HVAC Equipment (Large) | 0 | [13 empty] | 0 | 0
Main Bldg. | 0 | HVAC Equipment (Small) | 0 | [13 empty] | 0 | 0
Main Bldg. | 0 | Uninterruptible Power Supply (UPS) < 50kVA | 0 | [13 empty] | 0 | 0
Main Bldg. | 0 | Uninterruptible Power Supply (UPS) > 50kVA | 0 | [13 empty] | 0 | 0
Main Bldg. | 0 | Switchgear - Incoming Main Service (Per Section) | 0 | [13 empty] | 0 | 0
Main Bldg. | 0 | Switchgear Insulated Case Breakers (Bus Mounted) | 0 | [13 empty] | 0 | 0
Main Bldg. | 0 | SwitchGear Drawout Breakers | 0 | [13 empty] | 0 | 0
Main Bldg. | 0 | Distribution Switchboard Multi Cover (Per Section) | 0 | [13 empty] | 0 | 0
Main Bldg. | 0 | Switchboard Disconnects | 0 | [13 empty] | 0 | 0
Main Bldg. | 0 | Switchboard Molded Case Breakers | 0 | [13 empty] | 0 | 0
Main Bldg. | 0 | Panelboard-Single Cover > 400A (Distribution Panel) | 0 | [13 empty] | 0 | 0
Main Bldg. | 0 | Panelboard-Single Cover < 400A (Branch Ckt Panel) | 0 | [13 empty] | 0 | 0
Main Bldg. | 0 | Motor Control Center (MCC-Per Vertical Section) | 0 | [13 empty] | 0 | 0
Main Bldg. | 0 | MCC: Combination Motor Starters | 0 | [13 empty] | 0 | 0
Main Bldg. | 0 | MCC: Molded Case Breaker | 0 | [13 empty] | 0 | 0
Main Bldg. | 0 | MCC: Individual Disconnect Switch | 0 | [13 empty] | 0 | 0
Main Bldg. | 0 | Motor Control Panel (MCP) | 0 | [13 empty] | 0 | 0
Main Bldg. | 0 | VFD Motor Control Panel (VFD-MCP) | 0 | [13 empty] | 0 | 0
Main Bldg. | 0 | Individual Disconnect Switch > 100A | 0 | [13 empty] | 0 | 0
Main Bldg. | 0 | Individual Molded Case Breaker > 100A | 0 | [13 empty] | 0 | 0
Main Bldg. | 0 | Individual Combination Motor Starter > 100A | 0 | [13 empty] | 0 | 0
Main Bldg. | 0 | Oil Filled Transformer - 5kV-15kV Primary - Any Size (Pad Mounted) | 0 | [13 empty] | 0 | 0
Main Bldg. | 0 | Oil Filled Transformer - > 15kV Primary (Substation Class) | 0 | [13 empty] | 0 | 0
Main Bldg. | 0 | Dry Type Transformer - < 480V Primary - Any Size kVA | 0 | [13 empty] | 0 | 0
Main Bldg. | 0 | Power Factor Correction Capacitors | 0 | [13 empty] | 0 | 0
Main Bldg. | 0 | Lighting Contactor > 100A | 0 | [13 empty] | 0 | 0
Main Bldg. | 0 | Power Distribution Unit (PDU) | 0 | [13 empty] | 0 | 0
Main Bldg. | 0 | Wire Trough, Gutter, or Large Junction Boxes | 0 | [13 empty] | 0 | 0
Main Bldg. | 0 | Bus Duct - Vertical or Horizontal (Per 10' section) | 0 | [13 empty] | 0 | 0
Main Bldg. | 0 | Automatic Transfer Switch (ATS) > 100A | 0 | [13 empty] | 0 | 0
Main Bldg. | 0 | Manual Transfer Switch (MTS) > 100A | 0 | [13 empty] | 0 | 0
Main Bldg. | 0 | Variable Frequency Drives (VFD) < 50 HP | 0 | [13 empty] | 0 | 0
Main Bldg. | 0 | Variable Frequency Drives (VFD) 51-200 HP | 0 | [13 empty] | 0 | 0
Main Bldg. | 0 | Motors < 50 HP | 0 | [13 empty] | 0 | 0
Main Bldg. | 0 | Motors 51-200 HP | 0 | [13 empty] | 0 | 0
Main Bldg. | 0 | Motors 201-500 HP | 0 | [13 empty] | 0 | 0
Main Bldg. | 0 | Compressed Air Equipment | 0 | [13 empty] | 0 | 0
Main Bldg. | 0 | HVAC Equipment (Large) | 0 | [13 empty] | 0 | 0
Main Bldg. | 0 | HVAC Equipment (Small) | 0 | [13 empty] | 0 | 0
Main Bldg. | 0 | Uninterruptible Power Supply (UPS) < 50kVA | 0 | [13 empty] | 0 | 0
Main Bldg. | 0 | Uninterruptible Power Supply (UPS) > 50kVA | 0 | [13 empty] | 0 | 0
Main Bldg. | 0 | Switchgear - Incoming Main Service (Per Section) | 0 | [13 empty] | 0 | 0
Main Bldg. | 0 | Switchgear Insulated Case Breakers (Bus Mounted) | 0 | [13 empty] | 0 | 0
Main Bldg. | 0 | SwitchGear Drawout Breakers | 0 | [13 empty] | 0 | 0
Main Bldg. | 0 | Distribution Switchboard Multi Cover (Per Section) | 0 | [13 empty] | 0 | 0
Main Bldg. | 0 | Switchboard Disconnects | 0 | [13 empty] | 0 | 0
Main Bldg. | 0 | Switchboard Molded Case Breakers | 0 | [13 empty] | 0 | 0
Main Bldg. | 0 | Panelboard-Single Cover > 400A (Distribution Panel) | 0 | [13 empty] | 0 | 0
Main Bldg. | 0 | Panelboard-Single Cover < 400A (Branch Ckt Panel) | 0 | [13 empty] | 0 | 0
Main Bldg. | 0 | Motor Control Center (MCC-Per Vertical Section) | 0 | [13 empty] | 0 | 0
Main Bldg. | 0 | MCC: Combination Motor Starters | 0 | [13 empty] | 0 | 0
Main Bldg. | 0 | MCC: Molded Case Breaker | 0 | [13 empty] | 0 | 0
Main Bldg. | 0 | MCC: Individual Disconnect Switch | 0 | [13 empty] | 0 | 0
Main Bldg. | 0 | Motor Control Panel (MCP) | 0 | [13 empty] | 0 | 0
Main Bldg. | 0 | VFD Motor Control Panel (VFD-MCP) | 0 | [13 empty] | 0 | 0
Main Bldg. | 0 | Individual Disconnect Switch > 100A | 0 | [13 empty] | 0 | 0
Main Bldg. | 0 | Individual Molded Case Breaker > 100A | 0 | [13 empty] | 0 | 0
Main Bldg. | 0 | Individual Combination Motor Starter > 100A | 0 | [13 empty] | 0 | 0
Main Bldg. | 0 | Oil Filled Transformer - 5kV-15kV Primary - Any Size (Pad Mounted) | 0 | [13 empty] | 0 | 0
Main Bldg. | 0 | Oil Filled Transformer - > 15kV Primary (Substation Class) | 0 | [13 empty] | 0 | 0
Main Bldg. | 0 | Dry Type Transformer - < 480V Primary - Any Size kVA | 0 | [13 empty] | 0 | 0
Main Bldg. | 0 | Power Factor Correction Capacitors | 0 | [13 empty] | 0 | 0
Main Bldg. | 0 | Lighting Contactor > 100A | 0 | [13 empty] | 0 | 0
Main Bldg. | 0 | Power Distribution Unit (PDU) | 0 | [13 empty] | 0 | 0
Main Bldg. | 0 | Wire Trough, Gutter, or Large Junction Boxes | 0 | [13 empty] | 0 | 0
Main Bldg. | 0 | Bus Duct - Vertical or Horizontal (Per 10' section) | 0 | [13 empty] | 0 | 0
Main Bldg. | 0 | Automatic Transfer Switch (ATS) > 100A | 0 | [13 empty] | 0 | 0
Main Bldg. | 0 | Manual Transfer Switch (MTS) > 100A | 0 | [13 empty] | 0 | 0
Main Bldg. | 0 | Variable Frequency Drives (VFD) < 50 HP | 0 | [13 empty] | 0 | 0
Main Bldg. | 0 | Variable Frequency Drives (VFD) 51-200 HP | 0 | [13 empty] | 0 | 0
Main Bldg. | 0 | Motors < 50 HP | 0 | [13 empty] | 0 | 0
Main Bldg. | 0 | Motors 51-200 HP | 0 | [13 empty] | 0 | 0
Main Bldg. | 0 | Motors 201-500 HP | 0 | [13 empty] | 0 | 0
Main Bldg. | 0 | Compressed Air Equipment | 0 | [13 empty] | 0 | 0
Main Bldg. | 0 | HVAC Equipment (Large) | 0 | [13 empty] | 0 | 0
Main Bldg. | 0 | HVAC Equipment (Small) | 0 | [13 empty] | 0 | 0
Main Bldg. | 0 | Uninterruptible Power Supply (UPS) < 50kVA | 0 | [13 empty] | 0 | 0
Main Bldg. | 0 | Uninterruptible Power Supply (UPS) > 50kVA | 0 | [13 empty] | 0 | 0
Main Bldg. | 0 | Switchgear - Incoming Main Service (Per Section) | 0 | [13 empty] | 0 | 0
Main Bldg. | 0 | Switchgear Insulated Case Breakers (Bus Mounted) | 0 | [13 empty] | 0 | 0
Main Bldg. | 0 | SwitchGear Drawout Breakers | 0 | [13 empty] | 0 | 0
Main Bldg. | 0 | Distribution Switchboard Multi Cover (Per Section) | 0 | [13 empty] | 0 | 0
Main Bldg. | 0 | Switchboard Disconnects | 0 | [13 empty] | 0 | 0
Main Bldg. | 0 | Switchboard Molded Case Breakers | 0 | [13 empty] | 0 | 0
Main Bldg. | 0 | Panelboard-Single Cover > 400A (Distribution Panel) | 0 | [13 empty] | 0 | 0
Main Bldg. | 0 | Panelboard-Single Cover < 400A (Branch Ckt Panel) | 0 | [13 empty] | 0 | 0
Main Bldg. | 0 | Motor Control Center (MCC-Per Vertical Section) | 0 | [13 empty] | 0 | 0
Main Bldg. | 0 | MCC: Combination Motor Starters | 0 | [13 empty] | 0 | 0
Main Bldg. | 0 | MCC: Molded Case Breaker | 0 | [13 empty] | 0 | 0
Main Bldg. | 0 | MCC: Individual Disconnect Switch | 0 | [13 empty] | 0 | 0
Main Bldg. | 0 | Motor Control Panel (MCP) | 0 | [13 empty] | 0 | 0
Main Bldg. | 0 | VFD Motor Control Panel (VFD-MCP) | 0 | [13 empty] | 0 | 0
Main Bldg. | 0 | Individual Disconnect Switch > 100A | 0 | [13 empty] | 0 | 0
Main Bldg. | 0 | Individual Molded Case Breaker > 100A | 0 | [13 empty] | 0 | 0
Main Bldg. | 0 | Individual Combination Motor Starter > 100A | 0 | [13 empty] | 0 | 0
Main Bldg. | 0 | Oil Filled Transformer - 5kV-15kV Primary - Any Size (Pad Mounted) | 0 | [13 empty] | 0 | 0
Main Bldg. | 0 | Oil Filled Transformer - > 15kV Primary (Substation Class) | 0 | [13 empty] | 0 | 0
Main Bldg. | 0 | Dry Type Transformer - < 480V Primary - Any Size kVA | 0 | [13 empty] | 0 | 0
Main Bldg. | 0 | Power Factor Correction Capacitors | 0 | [13 empty] | 0 | 0
Main Bldg. | 0 | Lighting Contactor > 100A | 0 | [13 empty] | 0 | 0
Main Bldg. | 0 | Power Distribution Unit (PDU) | 0 | [13 empty] | 0 | 0
Main Bldg. | 0 | Wire Trough, Gutter, or Large Junction Boxes | 0 | [13 empty] | 0 | 0
Main Bldg. | 0 | Bus Duct - Vertical or Horizontal (Per 10' section) | 0 | [13 empty] | 0 | 0
Main Bldg. | 0 | Automatic Transfer Switch (ATS) > 100A | 0 | [13 empty] | 0 | 0
Main Bldg. | 0 | Manual Transfer Switch (MTS) > 100A | 0 | [13 empty] | 0 | 0
Main Bldg. | 0 | Variable Frequency Drives (VFD) < 50 HP | 0 | [13 empty] | 0 | 0
Main Bldg. | 0 | Variable Frequency Drives (VFD) 51-200 HP | 0 | [13 empty] | 0 | 0
Main Bldg. | 0 | Motors < 50 HP | 0 | [13 empty] | 0 | 0
Main Bldg. | 0 | Motors 51-200 HP | 0 | [13 empty] | 0 | 0
Main Bldg. | 0 | Motors 201-500 HP | 0 | [13 empty] | 0 | 0
Main Bldg. | 0 | Compressed Air Equipment | 0 | [13 empty] | 0 | 0
Main Bldg. | 0 | HVAC Equipment (Large) | 0 | [13 empty] | 0 | 0
Main Bldg. | 0 | HVAC Equipment (Small) | 0 | [13 empty] | 0 | 0
Main Bldg. | 0 | Uninterruptible Power Supply (UPS) < 50kVA | 0 | [13 empty] | 0 | 0
Main Bldg. | 0 | Uninterruptible Power Supply (UPS) > 50kVA | 0 | [13 empty] | 0 | 0
Main Bldg. | 0 | Switchgear - Incoming Main Service (Per Section) | 0 | [13 empty] | 0 | 0
Main Bldg. | 0 | Switchgear Insulated Case Breakers (Bus Mounted) | 0 | [13 empty] | 0 | 0
Main Bldg. | 0 | SwitchGear Drawout Breakers | 0 | [13 empty] | 0 | 0
Main Bldg. | 0 | Distribution Switchboard Multi Cover (Per Section) | 0 | [13 empty] | 0 | 0
Main Bldg. | 0 | Switchboard Disconnects | 0 | [13 empty] | 0 | 0
Main Bldg. | 0 | Switchboard Molded Case Breakers | 0 | [13 empty] | 0 | 0
Main Bldg. | 0 | Panelboard-Single Cover > 400A (Distribution Panel) | 0 | [13 empty] | 0 | 0
Main Bldg. | 0 | Panelboard-Single Cover < 400A (Branch Ckt Panel) | 0 | [13 empty] | 0 | 0
Main Bldg. | 0 | Motor Control Center (MCC-Per Vertical Section) | 0 | [13 empty] | 0 | 0
Main Bldg. | 0 | MCC: Combination Motor Starters | 0 | [13 empty] | 0 | 0
Main Bldg. | 0 | MCC: Molded Case Breaker | 0 | [13 empty] | 0 | 0
Main Bldg. | 0 | MCC: Individual Disconnect Switch | 0 | [13 empty] | 0 | 0
Main Bldg. | 0 | Motor Control Panel (MCP) | 0 | [13 empty] | 0 | 0
Main Bldg. | 0 | VFD Motor Control Panel (VFD-MCP) | 0 | [13 empty] | 0 | 0
Main Bldg. | 0 | Individual Disconnect Switch > 100A | 0 | [13 empty] | 0 | 0
Main Bldg. | 0 | Individual Molded Case Breaker > 100A | 0 | [13 empty] | 0 | 0
Main Bldg. | 0 | Individual Combination Motor Starter > 100A | 0 | [13 empty] | 0 | 0
Main Bldg. | 0 | Oil Filled Transformer - 5kV-15kV Primary - Any Size (Pad Mounted) | 0 | [13 empty] | 0 | 0
Main Bldg. | 0 | Oil Filled Transformer - > 15kV Primary (Substation Class) | 0 | [13 empty] | 0 | 0
Main Bldg. | 0 | Dry Type Transformer - < 480V Primary - Any Size kVA | 0 | [13 empty] | 0 | 0
Main Bldg. | 0 | Power Factor Correction Capacitors | 0 | [13 empty] | 0 | 0
Main Bldg. | 0 | Lighting Contactor > 100A | 0 | [13 empty] | 0 | 0
Main Bldg. | 0 | Power Distribution Unit (PDU) | 0 | [13 empty] | 0 | 0
Main Bldg. | 0 | Wire Trough, Gutter, or Large Junction Boxes | 0 | [13 empty] | 0 | 0
Main Bldg. | 0 | Bus Duct - Vertical or Horizontal (Per 10' section) | 0 | [13 empty] | 0 | 0
Main Bldg. | 0 | Automatic Transfer Switch (ATS) > 100A | 0 | [13 empty] | 0 | 0
Main Bldg. | 0 | Manual Transfer Switch (MTS) > 100A | 0 | [13 empty] | 0 | 0
Main Bldg. | 0 | Variable Frequency Drives (VFD) < 50 HP | 0 | [13 empty] | 0 | 0
Main Bldg. | 0 | Variable Frequency Drives (VFD) 51-200 HP | 0 | [13 empty] | 0 | 0
Main Bldg. | 0 | Motors < 50 HP | 0 | [13 empty] | 0 | 0
Main Bldg. | 0 | Motors 51-200 HP | 0 | [13 empty] | 0 | 0
Main Bldg. | 0 | Motors 201-500 HP | 0 | [13 empty] | 0 | 0
Main Bldg. | 0 | Compressed Air Equipment | 0 | [13 empty] | 0 | 0
Main Bldg. | 0 | HVAC Equipment (Large) | 0 | [13 empty] | 0 | 0
Main Bldg. | 0 | HVAC Equipment (Small) | 0 | [13 empty] | 0 | 0
Main Bldg. | 0 | Uninterruptible Power Supply (UPS) < 50kVA | 0 | [13 empty] | 0 | 0
Main Bldg. | 0 | Uninterruptible Power Supply (UPS) > 50kVA | 0 | [13 empty] | 0 | 0
Main Bldg. | 0 | Switchgear - Incoming Main Service (Per Section) | 0 | [13 empty] | 0 | 0
Main Bldg. | 0 | Switchgear Insulated Case Breakers (Bus Mounted) | 0 | [13 empty] | 0 | 0
Main Bldg. | 0 | SwitchGear Drawout Breakers | 0 | [13 empty] | 0 | 0
Main Bldg. | 0 | Distribution Switchboard Multi Cover (Per Section) | 0 | [13 empty] | 0 | 0
Main Bldg. | 0 | Switchboard Disconnects | 0 | [13 empty] | 0 | 0
Main Bldg. | 0 | Switchboard Molded Case Breakers | 0 | [13 empty] | 0 | 0
Main Bldg. | 0 | Panelboard-Single Cover > 400A (Distribution Panel) | 0 | [13 empty] | 0 | 0
Main Bldg. | 0 | Panelboard-Single Cover < 400A (Branch Ckt Panel) | 0 | [13 empty] | 0 | 0
Main Bldg. | 0 | Motor Control Center (MCC-Per Vertical Section) | 0 | [13 empty] | 0 | 0
Main Bldg. | 0 | MCC: Combination Motor Starters | 0 | [13 empty] | 0 | 0
Main Bldg. | 0 | MCC: Molded Case Breaker | 0 | [13 empty] | 0 | 0
Main Bldg. | 0 | MCC: Individual Disconnect Switch | 0 | [13 empty] | 0 | 0
Main Bldg. | 0 | Motor Control Panel (MCP) | 0 | [13 empty] | 0 | 0
Main Bldg. | 0 | VFD Motor Control Panel (VFD-MCP) | 0 | [13 empty] | 0 | 0
Main Bldg. | 0 | Individual Disconnect Switch > 100A | 0 | [13 empty] | 0 | 0
Main Bldg. | 0 | Individual Molded Case Breaker > 100A | 0 | [13 empty] | 0 | 0
Main Bldg. | 0 | Individual Combination Motor Starter > 100A | 0 | [13 empty] | 0 | 0
Main Bldg. | 0 | Oil Filled Transformer - 5kV-15kV Primary - Any Size (Pad Mounted) | 0 | [13 empty] | 0 | 0
Main Bldg. | 0 | Oil Filled Transformer - > 15kV Primary (Substation Class) | 0 | [13 empty] | 0 | 0
Main Bldg. | 0 | Dry Type Transformer - < 480V Primary - Any Size kVA | 0 | [13 empty] | 0 | 0
Main Bldg. | 0 | Power Factor Correction Capacitors | 0 | [13 empty] | 0 | 0
Main Bldg. | 0 | Lighting Contactor > 100A | 0 | [13 empty] | 0 | 0
Main Bldg. | 0 | Power Distribution Unit (PDU) | 0 | [13 empty] | 0 | 0
Main Bldg. | 0 | Wire Trough, Gutter, or Large Junction Boxes | 0 | [13 empty] | 0 | 0
Main Bldg. | 0 | Bus Duct - Vertical or Horizontal (Per 10' section) | 0 | [13 empty] | 0 | 0
Main Bldg. | 0 | Automatic Transfer Switch (ATS) > 100A | 0 | [13 empty] | 0 | 0
Main Bldg. | 0 | Manual Transfer Switch (MTS) > 100A | 0 | [13 empty] | 0 | 0
Main Bldg. | 0 | Variable Frequency Drives (VFD) < 50 HP | 0 | [13 empty] | 0 | 0
Main Bldg. | 0 | Variable Frequency Drives (VFD) 51-200 HP | 0 | [13 empty] | 0 | 0
Main Bldg. | 0 | Motors < 50 HP | 0 | [13 empty] | 0 | 0
Main Bldg. | 0 | Motors 51-200 HP | 0 | [13 empty] | 0 | 0
Main Bldg. | 0 | Motors 201-500 HP | 0 | [13 empty] | 0 | 0
Main Bldg. | 0 | Compressed Air Equipment | 0 | [13 empty] | 0 | 0
Main Bldg. | 0 | HVAC Equipment (Large) | 0 | [13 empty] | 0 | 0
Main Bldg. | 0 | HVAC Equipment (Small) | 0 | [13 empty] | 0 | 0
Main Bldg. | 0 | Uninterruptible Power Supply (UPS) < 50kVA | 0 | [13 empty] | 0 | 0
Main Bldg. | 0 | Uninterruptible Power Supply (UPS) > 50kVA | 0 | [13 empty] | 0 | 0
Main Bldg. | 0 | Switchgear - Incoming Main Service (Per Section) | 0 | [13 empty] | 0 | 0
Main Bldg. | 0 | Switchgear Insulated Case Breakers (Bus Mounted) | 0 | [13 empty] | 0 | 0
Main Bldg. | 0 | SwitchGear Drawout Breakers | 0 | [13 empty] | 0 | 0
Main Bldg. | 0 | Distribution Switchboard Multi Cover (Per Section) | 0 | [13 empty] | 0 | 0
Main Bldg. | 0 | Switchboard Disconnects | 0 | [13 empty] | 0 | 0
Main Bldg. | 0 | Switchboard Molded Case Breakers | 0 | [13 empty] | 0 | 0
Main Bldg. | 0 | Panelboard-Single Cover > 400A (Distribution Panel) | 0 | [13 empty] | 0 | 0
Main Bldg. | 0 | Panelboard-Single Cover < 400A (Branch Ckt Panel) | 0 | [13 empty] | 0 | 0
Main Bldg. | 0 | Motor Control Center (MCC-Per Vertical Section) | 0 | [13 empty] | 0 | 0
Main Bldg. | 0 | MCC: Combination Motor Starters | 0 | [13 empty] | 0 | 0
Main Bldg. | 0 | MCC: Molded Case Breaker | 0 | [13 empty] | 0 | 0
Main Bldg. | 0 | MCC: Individual Disconnect Switch | 0 | [13 empty] | 0 | 0
Main Bldg. | 0 | Motor Control Panel (MCP) | 0 | [13 empty] | 0 | 0
Main Bldg. | 0 | VFD Motor Control Panel (VFD-MCP) | 0 | [13 empty] | 0 | 0
Main Bldg. | 0 | Individual Disconnect Switch > 100A | 0 | [13 empty] | 0 | 0
Main Bldg. | 0 | Individual Molded Case Breaker > 100A | 0 | [13 empty] | 0 | 0
Main Bldg. | 0 | Individual Combination Motor Starter > 100A | 0 | [13 empty] | 0 | 0
Main Bldg. | 0 | Oil Filled Transformer - 5kV-15kV Primary - Any Size (Pad Mounted) | 0 | [13 empty] | 0 | 0
Main Bldg. | 0 | Oil Filled Transformer - > 15kV Primary (Substation Class) | 0 | [13 empty] | 0 | 0
Main Bldg. | 0 | Dry Type Transformer - < 480V Primary - Any Size kVA | 0 | [13 empty] | 0 | 0
Main Bldg. | 0 | Power Factor Correction Capacitors | 0 | [13 empty] | 0 | 0
Main Bldg. | 0 | Lighting Contactor > 100A | 0 | [13 empty] | 0 | 0
Main Bldg. | 0 | Power Distribution Unit (PDU) | 0 | [13 empty] | 0 | 0
Main Bldg. | 0 | Wire Trough, Gutter, or Large Junction Boxes | 0 | [13 empty] | 0 | 0
Main Bldg. | 0 | Bus Duct - Vertical or Horizontal (Per 10' section) | 0 | [13 empty] | 0 | 0
Main Bldg. | 0 | Automatic Transfer Switch (ATS) > 100A | 0 | [13 empty] | 0 | 0
Main Bldg. | 0 | Manual Transfer Switch (MTS) > 100A | 0 | [13 empty] | 0 | 0
Main Bldg. | 0 | Variable Frequency Drives (VFD) < 50 HP | 0 | [13 empty] | 0 | 0
Main Bldg. | 0 | Variable Frequency Drives (VFD) 51-200 HP | 0 | [13 empty] | 0 | 0
Main Bldg. | 0 | Motors < 50 HP | 0 | [13 empty] | 0 | 0
Main Bldg. | 0 | Motors 51-200 HP | 0 | [13 empty] | 0 | 0
Main Bldg. | 0 | Motors 201-500 HP | 0 | [13 empty] | 0 | 0
Main Bldg. | 0 | Compressed Air Equipment | 0 | [13 empty] | 0 | 0
Main Bldg. | 0 | HVAC Equipment (Large) | 0 | [13 empty] | 0 | 0
Main Bldg. | 0 | HVAC Equipment (Small) | 0 | [13 empty] | 0 | 0
Main Bldg. | 0 | Uninterruptible Power Supply (UPS) < 50kVA | 0 | [13 empty] | 0 | 0
Main Bldg. | 0 | Uninterruptible Power Supply (UPS) > 50kVA | 0 | [13 empty] | 0 | 0
Main Bldg. | 0 | Switchgear - Incoming Main Service (Per Section) | 0 | [13 empty] | 0 | 0
Main Bldg. | 0 | Switchgear Insulated Case Breakers (Bus Mounted) | 0 | [13 empty] | 0 | 0
Main Bldg. | 0 | SwitchGear Drawout Breakers | 0 | [13 empty] | 0 | 0
Main Bldg. | 0 | Distribution Switchboard Multi Cover (Per Section) | 0 | [13 empty] | 0 | 0
Main Bldg. | 0 | Switchboard Disconnects | 0 | [13 empty] | 0 | 0
Main Bldg. | 0 | Switchboard Molded Case Breakers | 0 | [13 empty] | 0 | 0
Main Bldg. | 0 | Panelboard-Single Cover > 400A (Distribution Panel) | 0 | [13 empty] | 0 | 0
Main Bldg. | 0 | Panelboard-Single Cover < 400A (Branch Ckt Panel) | 0 | [13 empty] | 0 | 0
Main Bldg. | 0 | Motor Control Center (MCC-Per Vertical Section) | 0 | [13 empty] | 0 | 0
Main Bldg. | 0 | MCC: Combination Motor Starters | 0 | [13 empty] | 0 | 0
Main Bldg. | 0 | MCC: Molded Case Breaker | 0 | [13 empty] | 0 | 0
Main Bldg. | 0 | MCC: Individual Disconnect Switch | 0 | [13 empty] | 0 | 0
Main Bldg. | 0 | Motor Control Panel (MCP) | 0 | [13 empty] | 0 | 0
Main Bldg. | 0 | VFD Motor Control Panel (VFD-MCP) | 0 | [13 empty] | 0 | 0
Main Bldg. | 0 | Individual Disconnect Switch > 100A | 0 | [13 empty] | 0 | 0
Main Bldg. | 0 | Individual Molded Case Breaker > 100A | 0 | [13 empty] | 0 | 0
Main Bldg. | 0 | Individual Combination Motor Starter > 100A | 0 | [13 empty] | 0 | 0
Main Bldg. | 0 | Oil Filled Transformer - 5kV-15kV Primary - Any Size (Pad Mounted) | 0 | [13 empty] | 0 | 0
Main Bldg. | 0 | Oil Filled Transformer - > 15kV Primary (Substation Class) | 0 | [13 empty] | 0 | 0
Main Bldg. | 0 | Dry Type Transformer - < 480V Primary - Any Size kVA | 0 | [13 empty] | 0 | 0
Main Bldg. | 0 | Power Factor Correction Capacitors | 0 | [13 empty] | 0 | 0
Main Bldg. | 0 | Lighting Contactor > 100A | 0 | [13 empty] | 0 | 0
Main Bldg. | 0 | Power Distribution Unit (PDU) | 0 | [13 empty] | 0 | 0
Main Bldg. | 0 | Wire Trough, Gutter, or Large Junction Boxes | 0 | [13 empty] | 0 | 0
Main Bldg. | 0 | Bus Duct - Vertical or Horizontal (Per 10' section) | 0 | [13 empty] | 0 | 0
Main Bldg. | 0 | Automatic Transfer Switch (ATS) > 100A | 0 | [13 empty] | 0 | 0
Main Bldg. | 0 | Manual Transfer Switch (MTS) > 100A | 0 | [13 empty] | 0 | 0
Main Bldg. | 0 | Variable Frequency Drives (VFD) < 50 HP | 0 | [13 empty] | 0 | 0
Main Bldg. | 0 | Variable Frequency Drives (VFD) 51-200 HP | 0 | [13 empty] | 0 | 0
Main Bldg. | 0 | Motors < 50 HP | 0 | [13 empty] | 0 | 0
Main Bldg. | 0 | Motors 51-200 HP | 0 | [13 empty] | 0 | 0
Main Bldg. | 0 | Motors 201-500 HP | 0 | [13 empty] | 0 | 0
Main Bldg. | 0 | Compressed Air Equipment | 0 | [13 empty] | 0 | 0
Main Bldg. | 0 | HVAC Equipment (Large) | 0 | [13 empty] | 0 | 0
Main Bldg. | 0 | HVAC Equipment (Small) | 0 | [13 empty] | 0 | 0
Main Bldg. | 0 | Uninterruptible Power Supply (UPS) < 50kVA | 0 | [13 empty] | 0 | 0
Main Bldg. | 0 | Uninterruptible Power Supply (UPS) > 50kVA | 0 | [13 empty] | 0 | 0
Main Bldg. | 0 | Switchgear - Incoming Main Service (Per Section) | 0 | [13 empty] | 0 | 0
Main Bldg. | 0 | Switchgear Insulated Case Breakers (Bus Mounted) | 0 | [13 empty] | 0 | 0
Main Bldg. | 0 | SwitchGear Drawout Breakers | 0 | [13 empty] | 0 | 0
Main Bldg. | 0 | Distribution Switchboard Multi Cover (Per Section) | 0 | [13 empty] | 0 | 0
Main Bldg. | 0 | Switchboard Disconnects | 0 | [13 empty] | 0 | 0
Main Bldg. | 0 | Switchboard Molded Case Breakers | 0 | [13 empty] | 0 | 0
Main Bldg. | 0 | Panelboard-Single Cover > 400A (Distribution Panel) | 0 | [13 empty] | 0 | 0
Main Bldg. | 0 | Panelboard-Single Cover < 400A (Branch Ckt Panel) | 0 | [13 empty] | 0 | 0
Main Bldg. | 0 | Motor Control Center (MCC-Per Vertical Section) | 0 | [13 empty] | 0 | 0
Main Bldg. | 0 | MCC: Combination Motor Starters | 0 | [13 empty] | 0 | 0
Main Bldg. | 0 | MCC: Molded Case Breaker | 0 | [13 empty] | 0 | 0
Main Bldg. | 0 | MCC: Individual Disconnect Switch | 0 | [13 empty] | 0 | 0
Main Bldg. | 0 | Motor Control Panel (MCP) | 0 | [13 empty] | 0 | 0
Main Bldg. | 0 | VFD Motor Control Panel (VFD-MCP) | 0 | [13 empty] | 0 | 0
Main Bldg. | 0 | Individual Disconnect Switch > 100A | 0 | [13 empty] | 0 | 0
Main Bldg. | 0 | Individual Molded Case Breaker > 100A | 0 | [13 empty] | 0 | 0
Main Bldg. | 0 | Individual Combination Motor Starter > 100A | 0 | [13 empty] | 0 | 0
Main Bldg. | 0 | Oil Filled Transformer - 5kV-15kV Primary - Any Size (Pad Mounted) | 0 | [13 empty] | 0 | 0
Main Bldg. | 0 | Oil Filled Transformer - > 15kV Primary (Substation Class) | 0 | [13 empty] | 0 | 0
Main Bldg. | 0 | Dry Type Transformer - < 480V Primary - Any Size kVA | 0 | [13 empty] | 0 | 0
Main Bldg. | 0 | Power Factor Correction Capacitors | 0 | [13 empty] | 0 | 0
Main Bldg. | 0 | Lighting Contactor > 100A | 0 | [13 empty] | 0 | 0
Main Bldg. | 0 | Power Distribution Unit (PDU) | 0 | [13 empty] | 0 | 0
Main Bldg. | 0 | Wire Trough, Gutter, or Large Junction Boxes | 0 | [13 empty] | 0 | 0
Main Bldg. | 0 | Bus Duct - Vertical or Horizontal (Per 10' section) | 0 | [13 empty] | 0 | 0
Main Bldg. | 0 | Automatic Transfer Switch (ATS) > 100A | 0 | [13 empty] | 0 | 0
Main Bldg. | 0 | Manual Transfer Switch (MTS) > 100A | 0 | [13 empty] | 0 | 0
Main Bldg. | 0 | Variable Frequency Drives (VFD) < 50 HP | 0 | [13 empty] | 0 | 0
Main Bldg. | 0 | Variable Frequency Drives (VFD) 51-200 HP | 0 | [13 empty] | 0 | 0
Main Bldg. | 0 | Motors < 50 HP | 0 | [13 empty] | 0 | 0
Main Bldg. | 0 | Motors 51-200 HP | 0 | [13 empty] | 0 | 0
Main Bldg. | 0 | Motors 201-500 HP | 0 | [13 empty] | 0 | 0
Main Bldg. | 0 | Compressed Air Equipment | 0 | [13 empty] | 0 | 0
Main Bldg. | 0 | HVAC Equipment (Large) | 0 | [13 empty] | 0 | 0
Main Bldg. | 0 | HVAC Equipment (Small) | 0 | [13 empty] | 0 | 0
Main Bldg. | 0 | Uninterruptible Power Supply (UPS) < 50kVA | 0 | [13 empty] | 0 | 0
Main Bldg. | 0 | Uninterruptible Power Supply (UPS) > 50kVA | 0 | [13 empty] | 0 | 0
Main Bldg. | 0 | Switchgear - Incoming Main Service (Per Section) | 0 | [13 empty] | 0 | 0
Main Bldg. | 0 | Switchgear Insulated Case Breakers (Bus Mounted) | 0 | [13 empty] | 0 | 0
Main Bldg. | 0 | SwitchGear Drawout Breakers | 0 | [13 empty] | 0 | 0
Main Bldg. | 0 | Distribution Switchboard Multi Cover (Per Section) | 0 | [13 empty] | 0 | 0
Main Bldg. | 0 | Switchboard Disconnects | 0 | [13 empty] | 0 | 0
Main Bldg. | 0 | Switchboard Molded Case Breakers | 0 | [13 empty] | 0 | 0
Main Bldg. | 0 | Panelboard-Single Cover > 400A (Distribution Panel) | 0 | [13 empty] | 0 | 0
Main Bldg. | 0 | Panelboard-Single Cover < 400A (Branch Ckt Panel) | 0 | [13 empty] | 0 | 0
Main Bldg. | 0 | Motor Control Center (MCC-Per Vertical Section) | 0 | [13 empty] | 0 | 0
Main Bldg. | 0 | MCC: Combination Motor Starters | 0 | [13 empty] | 0 | 0
Main Bldg. | 0 | MCC: Molded Case Breaker | 0 | [13 empty] | 0 | 0
Main Bldg. | 0 | MCC: Individual Disconnect Switch | 0 | [13 empty] | 0 | 0
Main Bldg. | 0 | Motor Control Panel (MCP) | 0 | [13 empty] | 0 | 0
Main Bldg. | 0 | VFD Motor Control Panel (VFD-MCP) | 0 | [13 empty] | 0 | 0
Main Bldg. | 0 | Individual Disconnect Switch > 100A | 0 | [13 empty] | 0 | 0
Main Bldg. | 0 | Individual Molded Case Breaker > 100A | 0 | [13 empty] | 0 | 0
Main Bldg. | 0 | Individual Combination Motor Starter > 100A | 0 | [13 empty] | 0 | 0
Main Bldg. | 0 | Oil Filled Transformer - 5kV-15kV Primary - Any Size (Pad Mounted) | 0 | [13 empty] | 0 | 0
Main Bldg. | 0 | Oil Filled Transformer - > 15kV Primary (Substation Class) | 0 | [13 empty] | 0 | 0
Main Bldg. | 0 | Dry Type Transformer - < 480V Primary - Any Size kVA | 0 | [13 empty] | 0 | 0
Main Bldg. | 0 | Power Factor Correction Capacitors | 0 | [13 empty] | 0 | 0
Main Bldg. | 0 | Lighting Contactor > 100A | 0 | [13 empty] | 0 | 0
Main Bldg. | 0 | Power Distribution Unit (PDU) | 0 | [13 empty] | 0 | 0
Main Bldg. | 0 | Wire Trough, Gutter, or Large Junction Boxes | 0 | [13 empty] | 0 | 0
Main Bldg. | 0 | Bus Duct - Vertical or Horizontal (Per 10' section) | 0 | [13 empty] | 0 | 0
Main Bldg. | 0 | Automatic Transfer Switch (ATS) > 100A | 0 | [13 empty] | 0 | 0
Main Bldg. | 0 | Manual Transfer Switch (MTS) > 100A | 0 | [13 empty] | 0 | 0
Main Bldg. | 0 | Variable Frequency Drives (VFD) < 50 HP | 0 | [13 empty] | 0 | 0
Main Bldg. | 0 | Variable Frequency Drives (VFD) 51-200 HP | 0 | [13 empty] | 0 | 0
Main Bldg. | 0 | Motors < 50 HP | 0 | [13 empty] | 0 | 0
Main Bldg. | 0 | Motors 51-200 HP | 0 | [13 empty] | 0 | 0
Main Bldg. | 0 | Motors 201-500 HP | 0 | [13 empty] | 0 | 0
Main Bldg. | 0 | Compressed Air Equipment | 0 | [13 empty] | 0 | 0
Main Bldg. | 0 | HVAC Equipment (Large) | 0 | [13 empty] | 0 | 0
Main Bldg. | 0 | HVAC Equipment (Small) | 0 | [13 empty] | 0 | 0
Main Bldg. | 0 | Uninterruptible Power Supply (UPS) < 50kVA | 0 | [13 empty] | 0 | 0
Main Bldg. | 0 | Uninterruptible Power Supply (UPS) > 50kVA | 0 | [13 empty] | 0 | 0
Main Bldg. | 0 | Switchgear - Incoming Main Service (Per Section) | 0 | [13 empty] | 0 | 0
Main Bldg. | 0 | Switchgear Insulated Case Breakers (Bus Mounted) | 0 | [13 empty] | 0 | 0
Main Bldg. | 0 | SwitchGear Drawout Breakers | 0 | [13 empty] | 0 | 0
Main Bldg. | 0 | Distribution Switchboard Multi Cover (Per Section) | 0 | [13 empty] | 0 | 0
Main Bldg. | 0 | Switchboard Disconnects | 0 | [13 empty] | 0 | 0
Main Bldg. | 0 | Switchboard Molded Case Breakers | 0 | [13 empty] | 0 | 0
Main Bldg. | 0 | Panelboard-Single Cover > 400A (Distribution Panel) | 0 | [13 empty] | 0 | 0
Main Bldg. | 0 | Panelboard-Single Cover < 400A (Branch Ckt Panel) | 0 | [13 empty] | 0 | 0
Main Bldg. | 0 | Motor Control Center (MCC-Per Vertical Section) | 0 | [13 empty] | 0 | 0
Main Bldg. | 0 | MCC: Combination Motor Starters | 0 | [13 empty] | 0 | 0
Main Bldg. | 0 | MCC: Molded Case Breaker | 0 | [13 empty] | 0 | 0
Main Bldg. | 0 | MCC: Individual Disconnect Switch | 0 | [13 empty] | 0 | 0
Main Bldg. | 0 | Motor Control Panel (MCP) | 0 | [13 empty] | 0 | 0
Main Bldg. | 0 | VFD Motor Control Panel (VFD-MCP) | 0 | [13 empty] | 0 | 0
Main Bldg. | 0 | Individual Disconnect Switch > 100A | 0 | [13 empty] | 0 | 0
Main Bldg. | 0 | Individual Molded Case Breaker > 100A | 0 | [13 empty] | 0 | 0
Main Bldg. | 0 | Individual Combination Motor Starter > 100A | 0 | [13 empty] | 0 | 0
Main Bldg. | 0 | Oil Filled Transformer - 5kV-15kV Primary - Any Size (Pad Mounted) | 0 | [13 empty] | 0 | 0
Main Bldg. | 0 | Oil Filled Transformer - > 15kV Primary (Substation Class) | 0 | [13 empty] | 0 | 0
Main Bldg. | 0 | Dry Type Transformer - < 480V Primary - Any Size kVA | 0 | [13 empty] | 0 | 0
Main Bldg. | 0 | Power Factor Correction Capacitors | 0 | [13 empty] | 0 | 0
Main Bldg. | 0 | Lighting Contactor > 100A | 0 | [13 empty] | 0 | 0
Main Bldg. | 0 | Power Distribution Unit (PDU) | 0 | [13 empty] | 0 | 0
Main Bldg. | 0 | Wire Trough, Gutter, or Large Junction Boxes | 0 | [13 empty] | 0 | 0
Main Bldg. | 0 | Bus Duct - Vertical or Horizontal (Per 10' section) | 0 | [13 empty] | 0 | 0
Main Bldg. | 0 | Automatic Transfer Switch (ATS) > 100A | 0 | [13 empty] | 0 | 0
Main Bldg. | 0 | Manual Transfer Switch (MTS) > 100A | 0 | [13 empty] | 0 | 0
Main Bldg. | 0 | Variable Frequency Drives (VFD) < 50 HP | 0 | [13 empty] | 0 | 0
Main Bldg. | 0 | Variable Frequency Drives (VFD) 51-200 HP | 0 | [13 empty] | 0 | 0
Main Bldg. | 0 | Motors < 50 HP | 0 | [13 empty] | 0 | 0
Main Bldg. | 0 | Motors 51-200 HP | 0 | [13 empty] | 0 | 0
Main Bldg. | 0 | Motors 201-500 HP | 0 | [13 empty] | 0 | 0
Main Bldg. | 0 | Compressed Air Equipment | 0 | [13 empty] | 0 | 0
Main Bldg. | 0 | HVAC Equipment (Large) | 0 | [13 empty] | 0 | 0
Main Bldg. | 0 | HVAC Equipment (Small) | 0 | [13 empty] | 0 | 0
Main Bldg. | 0 | Uninterruptible Power Supply (UPS) < 50kVA | 0 | [13 empty] | 0 | 0
Main Bldg. | 0 | Uninterruptible Power Supply (UPS) > 50kVA | 0 | [13 empty] | 0 | 0
Main Bldg. | 0 | Switchgear - Incoming Main Service (Per Section) | 0 | [13 empty] | 0 | 0
Main Bldg. | 0 | Switchgear Insulated Case Breakers (Bus Mounted) | 0 | [13 empty] | 0 | 0
Main Bldg. | 0 | SwitchGear Drawout Breakers | 0 | [13 empty] | 0 | 0
Main Bldg. | 0 | Distribution Switchboard Multi Cover (Per Section) | 0 | [13 empty] | 0 | 0
Main Bldg. | 0 | Switchboard Disconnects | 0 | [13 empty] | 0 | 0
Main Bldg. | 0 | Switchboard Molded Case Breakers | 0 | [13 empty] | 0 | 0
Main Bldg. | 0 | Panelboard-Single Cover > 400A (Distribution Panel) | 0 | [13 empty] | 0 | 0
Main Bldg. | 0 | Panelboard-Single Cover < 400A (Branch Ckt Panel) | 0 | [13 empty] | 0 | 0
Main Bldg. | 0 | Motor Control Center (MCC-Per Vertical Section) | 0 | [13 empty] | 0 | 0
Main Bldg. | 0 | MCC: Combination Motor Starters | 0 | [13 empty] | 0 | 0
Main Bldg. | 0 | MCC: Molded Case Breaker | 0 | [13 empty] | 0 | 0
Main Bldg. | 0 | MCC: Individual Disconnect Switch | 0 | [13 empty] | 0 | 0
Main Bldg. | 0 | Motor Control Panel (MCP) | 0 | [13 empty] | 0 | 0
Main Bldg. | 0 | VFD Motor Control Panel (VFD-MCP) | 0 | [13 empty] | 0 | 0
Main Bldg. | 0 | Individual Disconnect Switch > 100A | 0 | [13 empty] | 0 | 0
Main Bldg. | 0 | Individual Molded Case Breaker > 100A | 0 | [13 empty] | 0 | 0
Main Bldg. | 0 | Individual Combination Motor Starter > 100A | 0 | [13 empty] | 0 | 0
Main Bldg. | 0 | Oil Filled Transformer - 5kV-15kV Primary - Any Size (Pad Mounted) | 0 | [13 empty] | 0 | 0
Main Bldg. | 0 | Oil Filled Transformer - > 15kV Primary (Substation Class) | 0 | [13 empty] | 0 | 0
Main Bldg. | 0 | Dry Type Transformer - < 480V Primary - Any Size kVA | 0 | [13 empty] | 0 | 0
Main Bldg. | 0 | Power Factor Correction Capacitors | 0 | [13 empty] | 0 | 0
Main Bldg. | 0 | Lighting Contactor > 100A | 0 | [13 empty] | 0 | 0
Main Bldg. | 0 | Power Distribution Unit (PDU) | 0 | [13 empty] | 0 | 0
Main Bldg. | 0 | Wire Trough, Gutter, or Large Junction Boxes | 0 | [13 empty] | 0 | 0
Main Bldg. | 0 | Bus Duct - Vertical or Horizontal (Per 10' section) | 0 | [13 empty] | 0 | 0
Main Bldg. | 0 | Automatic Transfer Switch (ATS) > 100A | 0 | [13 empty] | 0 | 0
Main Bldg. | 0 | Manual Transfer Switch (MTS) > 100A | 0 | [13 empty] | 0 | 0
Main Bldg. | 0 | Variable Frequency Drives (VFD) < 50 HP | 0 | [13 empty] | 0 | 0
Main Bldg. | 0 | Variable Frequency Drives (VFD) 51-200 HP | 0 | [13 empty] | 0 | 0
Main Bldg. | 0 | Motors < 50 HP | 0 | [13 empty] | 0 | 0
Main Bldg. | 0 | Motors 51-200 HP | 0 | [13 empty] | 0 | 0
Main Bldg. | 0 | Motors 201-500 HP | 0 | [13 empty] | 0 | 0
Main Bldg. | 0 | Compressed Air Equipment | 0 | [13 empty] | 0 | 0
Main Bldg. | 0 | HVAC Equipment (Large) | 0 | [13 empty] | 0 | 0
Main Bldg. | 0 | HVAC Equipment (Small) | 0 | [13 empty] | 0 | 0
Main Bldg. | 0 | Uninterruptible Power Supply (UPS) < 50kVA | 0 | [13 empty] | 0 | 0
Main Bldg. | 0 | Uninterruptible Power Supply (UPS) > 50kVA | 0 | [13 empty] | 0 | 0
Main Bldg. | 0 | Switchgear - Incoming Main Service (Per Section) | 0 | [13 empty] | 0 | 0
Main Bldg. | 0 | Switchgear Insulated Case Breakers (Bus Mounted) | 0 | [13 empty] | 0 | 0
Main Bldg. | 0 | SwitchGear Drawout Breakers | 0 | [13 empty] | 0 | 0
Main Bldg. | 0 | Distribution Switchboard Multi Cover (Per Section) | 0 | [13 empty] | 0 | 0
Main Bldg. | 0 | Switchboard Disconnects | 0 | [13 empty] | 0 | 0
Main Bldg. | 0 | Switchboard Molded Case Breakers | 0 | [13 empty] | 0 | 0
Main Bldg. | 0 | Panelboard-Single Cover > 400A (Distribution Panel) | 0 | [13 empty] | 0 | 0
Main Bldg. | 0 | Panelboard-Single Cover < 400A (Branch Ckt Panel) | 0 | [13 empty] | 0 | 0
Main Bldg. | 0 | Motor Control Center (MCC-Per Vertical Section) | 0 | [13 empty] | 0 | 0
Main Bldg. | 0 | MCC: Combination Motor Starters | 0 | [13 empty] | 0 | 0
Main Bldg. | 0 | MCC: Molded Case Breaker | 0 | [13 empty] | 0 | 0
Main Bldg. | 0 | MCC: Individual Disconnect Switch | 0 | [13 empty] | 0 | 0
Main Bldg. | 0 | Motor Control Panel (MCP) | 0 | [13 empty] | 0 | 0
Main Bldg. | 0 | VFD Motor Control Panel (VFD-MCP) | 0 | [13 empty] | 0 | 0
Main Bldg. | 0 | Individual Disconnect Switch > 100A | 0 | [13 empty] | 0 | 0
Main Bldg. | 0 | Individual Molded Case Breaker > 100A | 0 | [13 empty] | 0 | 0
Main Bldg. | 0 | Individual Combination Motor Starter > 100A | 0 | [13 empty] | 0 | 0
Main Bldg. | 0 | Oil Filled Transformer - 5kV-15kV Primary - Any Size (Pad Mounted) | 0 | [13 empty] | 0 | 0
Main Bldg. | 0 | Oil Filled Transformer - > 15kV Primary (Substation Class) | 0 | [13 empty] | 0 | 0
Main Bldg. | 0 | Dry Type Transformer - < 480V Primary - Any Size kVA | 0 | [13 empty] | 0 | 0
Main Bldg. | 0 | Power Factor Correction Capacitors | 0 | [13 empty] | 0 | 0
Main Bldg. | 0 | Lighting Contactor > 100A | 0 | [13 empty] | 0 | 0
Main Bldg. | 0 | Power Distribution Unit (PDU) | 0 | [13 empty] | 0 | 0
Main Bldg. | 0 | Wire Trough, Gutter, or Large Junction Boxes | 0 | [13 empty] | 0 | 0
Main Bldg. | 0 | Bus Duct - Vertical or Horizontal (Per 10' section) | 0 | [13 empty] | 0 | 0
Main Bldg. | 0 | Automatic Transfer Switch (ATS) > 100A | 0 | [13 empty] | 0 | 0
Main Bldg. | 0 | Manual Transfer Switch (MTS) > 100A | 0 | [13 empty] | 0 | 0
Main Bldg. | 0 | Variable Frequency Drives (VFD) < 50 HP | 0 | [13 empty] | 0 | 0
Main Bldg. | 0 | Variable Frequency Drives (VFD) 51-200 HP | 0 | [13 empty] | 0 | 0
Main Bldg. | 0 | Motors < 50 HP | 0 | [13 empty] | 0 | 0
Main Bldg. | 0 | Motors 51-200 HP | 0 | [13 empty] | 0 | 0
Main Bldg. | 0 | Motors 201-500 HP | 0 | [13 empty] | 0 | 0
Main Bldg. | 0 | Compressed Air Equipment | 0 | [13 empty] | 0 | 0
Main Bldg. | 0 | HVAC Equipment (Large) | 0 | [13 empty] | 0 | 0
Main Bldg. | 0 | HVAC Equipment (Small) | 0 | [13 empty] | 0 | 0
Main Bldg. | 0 | Uninterruptible Power Supply (UPS) < 50kVA | 0 | [13 empty] | 0 | 0
Main Bldg. | 0 | Uninterruptible Power Supply (UPS) > 50kVA | 0 | [13 empty] | 0 | 0
Main Bldg. | 0 | Switchgear - Incoming Main Service (Per Section) | 0 | [13 empty] | 0 | 0
Main Bldg. | 0 | Switchgear Insulated Case Breakers (Bus Mounted) | 0 | [13 empty] | 0 | 0
Main Bldg. | 0 | SwitchGear Drawout Breakers | 0 | [13 empty] | 0 | 0
Main Bldg. | 0 | Distribution Switchboard Multi Cover (Per Section) | 0 | [13 empty] | 0 | 0
Main Bldg. | 0 | Switchboard Disconnects | 0 | [13 empty] | 0 | 0
Main Bldg. | 0 | Switchboard Molded Case Breakers | 0 | [13 empty] | 0 | 0
Main Bldg. | 0 | Panelboard-Single Cover > 400A (Distribution Panel) | 0 | [13 empty] | 0 | 0
Main Bldg. | 0 | Panelboard-Single Cover < 400A (Branch Ckt Panel) | 0 | [13 empty] | 0 | 0
Main Bldg. | 0 | Motor Control Center (MCC-Per Vertical Section) | 0 | [13 empty] | 0 | 0
Main Bldg. | 0 | MCC: Combination Motor Starters | 0 | [13 empty] | 0 | 0
Main Bldg. | 0 | MCC: Molded Case Breaker | 0 | [13 empty] | 0 | 0
Main Bldg. | 0 | MCC: Individual Disconnect Switch | 0 | [13 empty] | 0 | 0
Main Bldg. | 0 | Motor Control Panel (MCP) | 0 | [13 empty] | 0 | 0
Main Bldg. | 0 | VFD Motor Control Panel (VFD-MCP) | 0 | [13 empty] | 0 | 0
Main Bldg. | 0 | Individual Disconnect Switch > 100A | 0 | [13 empty] | 0 | 0
Main Bldg. | 0 | Individual Molded Case Breaker > 100A | 0 | [13 empty] | 0 | 0
Main Bldg. | 0 | Individual Combination Motor Starter > 100A | 0 | [13 empty] | 0 | 0
Main Bldg. | 0 | Oil Filled Transformer - 5kV-15kV Primary - Any Size (Pad Mounted) | 0 | [13 empty] | 0 | 0
Main Bldg. | 0 | Oil Filled Transformer - > 15kV Primary (Substation Class) | 0 | [13 empty] | 0 | 0
Main Bldg. | 0 | Dry Type Transformer - < 480V Primary - Any Size kVA | 0 | [13 empty] | 0 | 0
Main Bldg. | 0 | Power Factor Correction Capacitors | 0 | [13 empty] | 0 | 0
Main Bldg. | 0 | Lighting Contactor > 100A | 0 | [13 empty] | 0 | 0
Main Bldg. | 0 | Power Distribution Unit (PDU) | 0 | [13 empty] | 0 | 0
Main Bldg. | 0 | Wire Trough, Gutter, or Large Junction Boxes | 0 | [13 empty] | 0 | 0
Main Bldg. | 0 | Bus Duct - Vertical or Horizontal (Per 10' section) | 0 | [13 empty] | 0 | 0
Main Bldg. | 0 | Automatic Transfer Switch (ATS) > 100A | 0 | [13 empty] | 0 | 0
Main Bldg. | 0 | Manual Transfer Switch (MTS) > 100A | 0 | [13 empty] | 0 | 0
Main Bldg. | 0 | Variable Frequency Drives (VFD) < 50 HP | 0 | [13 empty] | 0 | 0
Main Bldg. | 0 | Variable Frequency Drives (VFD) 51-200 HP | 0 | [13 empty] | 0 | 0
Main Bldg. | 0 | Motors < 50 HP | 0 | [13 empty] | 0 | 0
Main Bldg. | 0 | Motors 51-200 HP | 0 | [13 empty] | 0 | 0
Main Bldg. | 0 | Motors 201-500 HP | 0 | [13 empty] | 0 | 0
Main Bldg. | 0 | Compressed Air Equipment | 0 | [13 empty] | 0 | 0
Main Bldg. | 0 | HVAC Equipment (Large) | 0 | [13 empty] | 0 | 0
Main Bldg. | 0 | HVAC Equipment (Small) | 0 | [13 empty] | 0 | 0
Main Bldg. | 0 | Uninterruptible Power Supply (UPS) < 50kVA | 0 | [13 empty] | 0 | 0
Main Bldg. | 0 | Uninterruptible Power Supply (UPS) > 50kVA | 0 | [13 empty] | 0 | 0
Main Bldg. | 0 | Switchgear - Incoming Main Service (Per Section) | 0 | [13 empty] | 0 | 0
Main Bldg. | 0 | Switchgear Insulated Case Breakers (Bus Mounted) | 0 | [13 empty] | 0 | 0
Main Bldg. | 0 | SwitchGear Drawout Breakers | 0 | [13 empty] | 0 | 0
Main Bldg. | 0 | Distribution Switchboard Multi Cover (Per Section) | 0 | [13 empty] | 0 | 0
Main Bldg. | 0 | Switchboard Disconnects | 0 | [13 empty] | 0 | 0
Main Bldg. | 0 | Switchboard Molded Case Breakers | 0 | [13 empty] | 0 | 0
Main Bldg. | 0 | Panelboard-Single Cover > 400A (Distribution Panel) | 0 | [13 empty] | 0 | 0
Main Bldg. | 0 | Panelboard-Single Cover < 400A (Branch Ckt Panel) | 0 | [13 empty] | 0 | 0
Main Bldg. | 0 | Motor Control Center (MCC-Per Vertical Section) | 0 | [13 empty] | 0 | 0
Main Bldg. | 0 | MCC: Combination Motor Starters | 0 | [13 empty] | 0 | 0
Main Bldg. | 0 | MCC: Molded Case Breaker | 0 | [13 empty] | 0 | 0
Main Bldg. | 0 | MCC: Individual Disconnect Switch | 0 | [13 empty] | 0 | 0
Main Bldg. | 0 | Motor Control Panel (MCP) | 0 | [13 empty] | 0 | 0
Main Bldg. | 0 | VFD Motor Control Panel (VFD-MCP) | 0 | [13 empty] | 0 | 0
Main Bldg. | 0 | Individual Disconnect Switch > 100A | 0 | [13 empty] | 0 | 0
Main Bldg. | 0 | Individual Molded Case Breaker > 100A | 0 | [13 empty] | 0 | 0
Main Bldg. | 0 | Individual Combination Motor Starter > 100A | 0 | [13 empty] | 0 | 0
Main Bldg. | 0 | Oil Filled Transformer - 5kV-15kV Primary - Any Size (Pad Mounted) | 0 | [13 empty] | 0 | 0
Main Bldg. | 0 | Oil Filled Transformer - > 15kV Primary (Substation Class) | 0 | [13 empty] | 0 | 0
Main Bldg. | 0 | Dry Type Transformer - < 480V Primary - Any Size kVA | 0 | [13 empty] | 0 | 0
Main Bldg. | 0 | Power Factor Correction Capacitors | 0 | [13 empty] | 0 | 0
Main Bldg. | 0 | Lighting Contactor > 100A | 0 | [13 empty] | 0 | 0
Main Bldg. | 0 | Power Distribution Unit (PDU) | 0 | [13 empty] | 0 | 0
Main Bldg. | 0 | Wire Trough, Gutter, or Large Junction Boxes | 0 | [13 empty] | 0 | 0
Main Bldg. | 0 | Bus Duct - Vertical or Horizontal (Per 10' section) | 0 | [13 empty] | 0 | 0
Main Bldg. | 0 | Automatic Transfer Switch (ATS) > 100A | 0 | [13 empty] | 0 | 0
Main Bldg. | 0 | Manual Transfer Switch (MTS) > 100A | 0 | [13 empty] | 0 | 0
Main Bldg. | 0 | Variable Frequency Drives (VFD) < 50 HP | 0 | [13 empty] | 0 | 0
Main Bldg. | 0 | Variable Frequency Drives (VFD) 51-200 HP | 0 | [13 empty] | 0 | 0
Main Bldg. | 0 | Motors < 50 HP | 0 | [13 empty] | 0 | 0
Main Bldg. | 0 | Motors 51-200 HP | 0 | [13 empty] | 0 | 0
Main Bldg. | 0 | Motors 201-500 HP | 0 | [13 empty] | 0 | 0
Main Bldg. | 0 | Compressed Air Equipment | 0 | [13 empty] | 0 | 0
Main Bldg. | 0 | HVAC Equipment (Large) | 0 | [13 empty] | 0 | 0
Main Bldg. | 0 | HVAC Equipment (Small) | 0 | [13 empty] | 0 | 0
Main Bldg. | 0 | Uninterruptible Power Supply (UPS) < 50kVA | 0 | [13 empty] | 0 | 0
Main Bldg. | 0 | Uninterruptible Power Supply (UPS) > 50kVA | 0 | [13 empty] | 0 | 0
Main Bldg. | 0 | Switchgear - Incoming Main Service (Per Section) | 0 | [13 empty] | 0 | 0
Main Bldg. | 0 | Switchgear Insulated Case Breakers (Bus Mounted) | 0 | [13 empty] | 0 | 0
Main Bldg. | 0 | SwitchGear Drawout Breakers | 0 | [13 empty] | 0 | 0
Main Bldg. | 0 | Distribution Switchboard Multi Cover (Per Section) | 0 | [13 empty] | 0 | 0
Main Bldg. | 0 | Switchboard Disconnects | 0 | [13 empty] | 0 | 0
Main Bldg. | 0 | Switchboard Molded Case Breakers | 0 | [13 empty] | 0 | 0
Main Bldg. | 0 | Panelboard-Single Cover > 400A (Distribution Panel) | 0 | [13 empty] | 0 | 0
Main Bldg. | 0 | Panelboard-Single Cover < 400A (Branch Ckt Panel) | 0 | [13 empty] | 0 | 0
Main Bldg. | 0 | Motor Control Center (MCC-Per Vertical Section) | 0 | [13 empty] | 0 | 0
Main Bldg. | 0 | MCC: Combination Motor Starters | 0 | [13 empty] | 0 | 0
Main Bldg. | 0 | MCC: Molded Case Breaker | 0 | [13 empty] | 0 | 0
Main Bldg. | 0 | MCC: Individual Disconnect Switch | 0 | [13 empty] | 0 | 0
Main Bldg. | 0 | Motor Control Panel (MCP) | 0 | [13 empty] | 0 | 0
Main Bldg. | 0 | VFD Motor Control Panel (VFD-MCP) | 0 | [13 empty] | 0 | 0
Main Bldg. | 0 | Individual Disconnect Switch > 100A | 0 | [13 empty] | 0 | 0
Main Bldg. | 0 | Individual Molded Case Breaker > 100A | 0 | [13 empty] | 0 | 0
Main Bldg. | 0 | Individual Combination Motor Starter > 100A | 0 | [13 empty] | 0 | 0
Main Bldg. | 0 | Oil Filled Transformer - 5kV-15kV Primary - Any Size (Pad Mounted) | 0 | [13 empty] | 0 | 0
Main Bldg. | 0 | Oil Filled Transformer - > 15kV Primary (Substation Class) | 0 | [13 empty] | 0 | 0
Main Bldg. | 0 | Dry Type Transformer - < 480V Primary - Any Size kVA | 0 | [13 empty] | 0 | 0
Main Bldg. | 0 | Power Factor Correction Capacitors | 0 | [13 empty] | 0 | 0
Main Bldg. | 0 | Lighting Contactor > 100A | 0 | [13 empty] | 0 | 0
Main Bldg. | 0 | Power Distribution Unit (PDU) | 0 | [13 empty] | 0 | 0
Main Bldg. | 0 | Wire Trough, Gutter, or Large Junction Boxes | 0 | [13 empty] | 0 | 0
Main Bldg. | 0 | Bus Duct - Vertical or Horizontal (Per 10' section) | 0 | [13 empty] | 0 | 0
Main Bldg. | 0 | Automatic Transfer Switch (ATS) > 100A | 0 | [13 empty] | 0 | 0
Main Bldg. | 0 | Manual Transfer Switch (MTS) > 100A | 0 | [13 empty] | 0 | 0
Main Bldg. | 0 | Variable Frequency Drives (VFD) < 50 HP | 0 | [13 empty] | 0 | 0
Main Bldg. | 0 | Variable Frequency Drives (VFD) 51-200 HP | 0 | [13 empty] | 0 | 0
Main Bldg. | 0 | Motors < 50 HP | 0 | [13 empty] | 0 | 0
Main Bldg. | 0 | Motors 51-200 HP | 0 | [13 empty] | 0 | 0
Main Bldg. | 0 | Motors 201-500 HP | 0 | [13 empty] | 0 | 0
Main Bldg. | 0 | Compressed Air Equipment | 0 | [13 empty] | 0 | 0
Main Bldg. | 0 | HVAC Equipment (Large) | 0 | [13 empty] | 0 | 0
Main Bldg. | 0 | HVAC Equipment (Small) | 0 | [13 empty] | 0 | 0
Main Bldg. | 0 | Uninterruptible Power Supply (UPS) < 50kVA | 0 | [13 empty] | 0 | 0
Main Bldg. | 0 | Uninterruptible Power Supply (UPS) > 50kVA | 0 | [13 empty] | 0 | 0
Main Bldg. | 0 | Switchgear - Incoming Main Service (Per Section) | 0 | [13 empty] | 0 | 0
Main Bldg. | 0 | Switchgear Insulated Case Breakers (Bus Mounted) | 0 | [13 empty] | 0 | 0
Main Bldg. | 0 | SwitchGear Drawout Breakers | 0 | [13 empty] | 0 | 0
Main Bldg. | 0 | Distribution Switchboard Multi Cover (Per Section) | 0 | [13 empty] | 0 | 0
Main Bldg. | 0 | Switchboard Disconnects | 0 | [13 empty] | 0 | 0
Main Bldg. | 0 | Switchboard Molded Case Breakers | 0 | [13 empty] | 0 | 0
Main Bldg. | 0 | Panelboard-Single Cover > 400A (Distribution Panel) | 0 | [13 empty] | 0 | 0
Main Bldg. | 0 | Panelboard-Single Cover < 400A (Branch Ckt Panel) | 0 | [13 empty] | 0 | 0
Main Bldg. | 0 | Motor Control Center (MCC-Per Vertical Section) | 0 | [13 empty] | 0 | 0
Main Bldg. | 0 | MCC: Combination Motor Starters | 0 | [13 empty] | 0 | 0
Main Bldg. | 0 | MCC: Molded Case Breaker | 0 | [13 empty] | 0 | 0
Main Bldg. | 0 | MCC: Individual Disconnect Switch | 0 | [13 empty] | 0 | 0
Main Bldg. | 0 | Motor Control Panel (MCP) | 0 | [13 empty] | 0 | 0
Main Bldg. | 0 | VFD Motor Control Panel (VFD-MCP) | 0 | [13 empty] | 0 | 0
Main Bldg. | 0 | Individual Disconnect Switch > 100A | 0 | [13 empty] | 0 | 0
Main Bldg. | 0 | Individual Molded Case Breaker > 100A | 0 | [13 empty] | 0 | 0
Main Bldg. | 0 | Individual Combination Motor Starter > 100A | 0 | [13 empty] | 0 | 0
Main Bldg. | 0 | Oil Filled Transformer - 5kV-15kV Primary - Any Size (Pad Mounted) | 0 | [13 empty] | 0 | 0
Main Bldg. | 0 | Oil Filled Transformer - > 15kV Primary (Substation Class) | 0 | [13 empty] | 0 | 0
Main Bldg. | 0 | Dry Type Transformer - < 480V Primary - Any Size kVA | 0 | [13 empty] | 0 | 0
Main Bldg. | 0 | Power Factor Correction Capacitors | 0 | [13 empty] | 0 | 0
Main Bldg. | 0 | Lighting Contactor > 100A | 0 | [13 empty] | 0 | 0
Main Bldg. | 0 | Power Distribution Unit (PDU) | 0 | [13 empty] | 0 | 0
Main Bldg. | 0 | Wire Trough, Gutter, or Large Junction Boxes | 0 | [13 empty] | 0 | 0
Main Bldg. | 0 | Bus Duct - Vertical or Horizontal (Per 10' section) | 0 | [13 empty] | 0 | 0
Main Bldg. | 0 | Automatic Transfer Switch (ATS) > 100A | 0 | [13 empty] | 0 | 0
Main Bldg. | 0 | Manual Transfer Switch (MTS) > 100A | 0 | [13 empty] | 0 | 0
Main Bldg. | 0 | Variable Frequency Drives (VFD) < 50 HP | 0 | [13 empty] | 0 | 0
Main Bldg. | 0 | Variable Frequency Drives (VFD) 51-200 HP | 0 | [13 empty] | 0 | 0
Main Bldg. | 0 | Motors < 50 HP | 0 | [13 empty] | 0 | 0
Main Bldg. | 0 | Motors 51-200 HP | 0 | [13 empty] | 0 | 0
Main Bldg. | 0 | Motors 201-500 HP | 0 | [13 empty] | 0 | 0
Main Bldg. | 0 | Compressed Air Equipment | 0 | [13 empty] | 0 | 0
Main Bldg. | 0 | HVAC Equipment (Large) | 0 | [13 empty] | 0 | 0
Main Bldg. | 0 | HVAC Equipment (Small) | 0 | [13 empty] | 0 | 0
Main Bldg. | 0 | Uninterruptible Power Supply (UPS) < 50kVA | 0 | [13 empty] | 0 | 0
Main Bldg. | 0 | Uninterruptible Power Supply (UPS) > 50kVA | 0 | [13 empty] | 0 | 0
Main Bldg. | 0 | Switchgear - Incoming Main Service (Per Section) | 0 | [13 empty] | 0 | 0
Main Bldg. | 0 | Switchgear Insulated Case Breakers (Bus Mounted) | 0 | [13 empty] | 0 | 0
Main Bldg. | 0 | SwitchGear Drawout Breakers | 0 | [13 empty] | 0 | 0
Main Bldg. | 0 | Distribution Switchboard Multi Cover (Per Section) | 0 | [13 empty] | 0 | 0
Main Bldg. | 0 | Switchboard Disconnects | 0 | [13 empty] | 0 | 0
Main Bldg. | 0 | Switchboard Molded Case Breakers | 0 | [13 empty] | 0 | 0
Main Bldg. | 0 | Panelboard-Single Cover > 400A (Distribution Panel) | 0 | [13 empty] | 0 | 0
Main Bldg. | 0 | Panelboard-Single Cover < 400A (Branch Ckt Panel) | 0 | [13 empty] | 0 | 0
Main Bldg. | 0 | Motor Control Center (MCC-Per Vertical Section) | 0 | [13 empty] | 0 | 0
Main Bldg. | 0 | MCC: Combination Motor Starters | 0 | [13 empty] | 0 | 0
Main Bldg. | 0 | MCC: Molded Case Breaker | 0 | [13 empty] | 0 | 0
Main Bldg. | 0 | MCC: Individual Disconnect Switch | 0 | [13 empty] | 0 | 0
Main Bldg. | 0 | Motor Control Panel (MCP) | 0 | [13 empty] | 0 | 0
Main Bldg. | 0 | VFD Motor Control Panel (VFD-MCP) | 0 | [13 empty] | 0 | 0
Main Bldg. | 0 | Individual Disconnect Switch > 100A | 0 | [13 empty] | 0 | 0
Main Bldg. | 0 | Individual Molded Case Breaker > 100A | 0 | [13 empty] | 0 | 0
Main Bldg. | 0 | Individual Combination Motor Starter > 100A | 0 | [13 empty] | 0 | 0
Main Bldg. | 0 | Oil Filled Transformer - 5kV-15kV Primary - Any Size (Pad Mounted) | 0 | [13 empty] | 0 | 0
Main Bldg. | 0 | Oil Filled Transformer - > 15kV Primary (Substation Class) | 0 | [13 empty] | 0 | 0
Main Bldg. | 0 | Dry Type Transformer - < 480V Primary - Any Size kVA | 0 | [13 empty] | 0 | 0
Main Bldg. | 0 | Power Factor Correction Capacitors | 0 | [13 empty] | 0 | 0
Main Bldg. | 0 | Lighting Contactor > 100A | 0 | [13 empty] | 0 | 0
Main Bldg. | 0 | Power Distribution Unit (PDU) | 0 | [13 empty] | 0 | 0
Main Bldg. | 0 | Wire Trough, Gutter, or Large Junction Boxes | 0 | [13 empty] | 0 | 0
Main Bldg. | 0 | Bus Duct - Vertical or Horizontal (Per 10' section) | 0 | [13 empty] | 0 | 0
Main Bldg. | 0 | Automatic Transfer Switch (ATS) > 100A | 0 | [13 empty] | 0 | 0
Main Bldg. | 0 | Manual Transfer Switch (MTS) > 100A | 0 | [13 empty] | 0 | 0
Main Bldg. | 0 | Variable Frequency Drives (VFD) < 50 HP | 0 | [13 empty] | 0 | 0
Main Bldg. | 0 | Variable Frequency Drives (VFD) 51-200 HP | 0 | [13 empty] | 0 | 0
Main Bldg. | 0 | Motors < 50 HP | 0 | [13 empty] | 0 | 0
Main Bldg. | 0 | Motors 51-200 HP | 0 | [13 empty] | 0 | 0
Main Bldg. | 0 | Motors 201-500 HP | 0 | [13 empty] | 0 | 0
Main Bldg. | 0 | Compressed Air Equipment | 0 | [13 empty] | 0 | 0
Main Bldg. | 0 | HVAC Equipment (Large) | 0 | [13 empty] | 0 | 0
Main Bldg. | 0 | HVAC Equipment (Small) | 0 | [13 empty] | 0 | 0
Main Bldg. | 0 | Uninterruptible Power Supply (UPS) < 50kVA | 0 | [13 empty] | 0 | 0
Main Bldg. | 0 | Uninterruptible Power Supply (UPS) > 50kVA | 0 | [13 empty] | 0 | 0

## Components Yr 2
Building | Room | 600 Volt and below | Total Counted | Basic EPM | Full EPM | De-Energized | IR | Ultrasonic | A-F Collection | Pri.Breaker | Sec. Breaker | PwrFact (partial) | PwrFact (xfmr/CB) | Panel Schd. | Oil Sample | ESA | Total Hours | Total pcs. priced
Main Bldg. | 0 | Switchgear - Incoming Main Service (Per Section) | 0 | 0 | 0 | 0 | 0 | 0 | 0 | 0 | 0 |  |  | 0 |  |  | 0 | 0
Main Bldg. | 0 | Switchgear Insulated Case Breakers (Bus Mounted) | 0 | 0 | 0 | 0 | 0 | 0 | 0 | 0 | [6 empty] | 0 | 0
Main Bldg. | 0 | SwitchGear Drawout Breakers | 0 | 0 | 0 | 0 | 0 | 0 | 0 |  | 0 | [5 empty] | 0 | 0
Main Bldg. | 0 | Distribution Switchboard Multi Cover (Per Section) | 0 | 0 | 0 | 0 | 0 | 0 | 0 | 0 |  |  |  | 0 |  |  | 0 | 0
Main Bldg. | 0 | Switchboard Disconnects | 0 | 0 | 0 | 0 | 0 | 0 | 0 | [7 empty] | 0 | 0
Main Bldg. | 0 | Switchboard Molded Case Breakers | 0 | 0 | 0 | 0 | 0 | 0 | 0 | 0 | [6 empty] | 0 | 0
Main Bldg. | 0 | Panelboard-Single Cover > 400A (Distribution Panel) | 0 | 0 | 0 | 0 | 0 | 0 | 0 | 0 |  |  |  | 0 |  |  | 0 | 0
Main Bldg. | 0 | Panelboard-Single Cover < 400A (Branch Ckt Panel) | 0 | 0 | 0 | 0 | 0 | 0 | 0 |  |  |  |  | 0 |  |  | 0 | 0
Main Bldg. | 0 | Motor Control Center (MCC-Per Vertical Section) | 0 | 0 | 0 | 0 | 0 | 0 | 0 |  |  |  |  | 0 |  |  | 0 | 0
Main Bldg. | 0 | MCC: Combination Motor Starters | 0 | 0 | 0 | 0 | 0 | 0 | 0 | 0 |  |  |  | 0 |  |  | 0 | 0
Main Bldg. | 0 | MCC: Molded Case Breaker | 0 | 0 | 0 | 0 | 0 | 0 | 0 | 0 | [6 empty] | 0 | 0
Main Bldg. | 0 | MCC: Individual Disconnect Switch | 0 | 0 | 0 | 0 | 0 | 0 | 0 | [7 empty] | 0 | 0
Main Bldg. | 0 | Motor Control Panel (MCP) | 0 | 0 | 0 | 0 | 0 | 0 | 0 |  |  |  |  | 0 |  |  | 0 | 0
Main Bldg. | 0 | VFD Motor Control Panel (VFD-MCP) | 0 | 0 | 0 | 0 | 0 | 0 | 0 |  |  |  |  | 0 |  |  | 0 | 0
Main Bldg. | 0 | Individual Disconnect Switch > 100A | 0 | 0 | 0 | 0 | 0 | 0 | 0 | 0 | [6 empty] | 0 | 0
Main Bldg. | 0 | Individual Molded Case Breaker > 100A | 0 | 0 | 0 | 0 | 0 | 0 | 0 | 0 | [6 empty] | 0 | 0
Main Bldg. | 0 | Individual Combination Motor Starter > 100A | 0 | 0 | 0 | 0 | 0 | 0 | 0 | 0 | [6 empty] | 0 | 0
Main Bldg. | 0 | Oil Filled Transformer - 5kV-15kV Primary - Any Size (Pad Mounted) | 0 | 0 | 0 | 0 | 0 | 0 | 0 |  |  | 0 | 0 |  | 0 |  | 0 | 0
Main Bldg. | 0 | Oil Filled Transformer - > 15kV Primary (Substation Class) | 0 | 0 | 0 | 0 | 0 | 0 | 0 |  |  | 0 | 0 |  | 0 |  | 0 | 0
Main Bldg. | 0 | Dry Type Transformer - < 480V Primary - Any Size kVA | 0 | 0 | 0 | 0 | 0 | 0 | 0 |  |  | 0 | 0 |  |  |  | 0 | 0
Main Bldg. | 0 | Power Factor Correction Capacitors | 0 | 0 | 0 | 0 | 0 | 0 | 0 | [7 empty] | 0 | 0
Main Bldg. | 0 | Lighting Contactor > 100A | 0 | 0 | 0 | 0 | 0 | 0 | 0 | [7 empty] | 0 | 0
Main Bldg. | 0 | Power Distribution Unit (PDU) | 0 | 0 | 0 | 0 | 0 | 0 | 0 | [7 empty] | 0 | 0
Main Bldg. | 0 | Wire Trough, Gutter, or Large Junction Boxes | 0 | 0 | 0 | 0 | 0 | 0 | 0 | [7 empty] | 0 | 0
Main Bldg. | 0 | Bus Duct - Vertical or Horizontal (Per 10' section) | 0 | 0 | 0 | 0 | 0 | 0 | 0 | [7 empty] | 0 | 0
Main Bldg. | 0 | Automatic Transfer Switch (ATS) > 100A | 0 | 0 | 0 | 0 | 0 | 0 | 0 | [7 empty] | 0 | 0
Main Bldg. | 0 | Manual Transfer Switch (MTS) > 100A | 0 | 0 | 0 | 0 | 0 | 0 | 0 | [7 empty] | 0 | 0
Main Bldg. | 0 | Variable Frequency Drives (VFD) < 50 HP | 0 | 0 | 0 | 0 | 0 | 0 | 0 | [7 empty] | 0 | 0
Main Bldg. | 0 | Variable Frequency Drives (VFD) 51-200 HP | 0 | 0 | 0 | 0 | 0 | 0 | 0 | [7 empty] | 0 | 0
Main Bldg. | 0 | Motors < 50 HP | 0 | 0 | 0 | 0 | 0 | 0 | 0 | [7 empty] | 0 | 0
Main Bldg. | 0 | Motors 51-200 HP | 0 | 0 | 0 | 0 | 0 | 0 | 0 | [7 empty] | 0 | 0
Main Bldg. | 0 | Motors 201-500 HP | 0 | 0 | 0 | 0 | 0 | 0 | 0 | [7 empty] | 0 | 0
Main Bldg. | 0 | Compressed Air Equipment | 0 | 0 | 0 | 0 | 0 | 0 | 0 | [7 empty] | 0 | 0
Main Bldg. | 0 | HVAC Equipment (Large) | 0 | 0 | 0 | 0 | 0 | 0 | 0 | [7 empty] | 0 | 0
Main Bldg. | 0 | HVAC Equipment (Small) | 0 | 0 | 0 | 0 | 0 | 0 | 0 | [7 empty] | 0 | 0
Main Bldg. | 0 | Uninterruptible Power Supply (UPS) < 50kVA | 0 | 0 | 0 | 0 | 0 | 0 | 0 | [7 empty] | 0 | 0
Main Bldg. | 0 | Uninterruptible Power Supply (UPS) > 50kVA | 0 | 0 | 0 | 0 | 0 | 0 | 0 | [7 empty] | 0 | 0
Main Bldg. | 0 | Switchgear - Incoming Main Service (Per Section) | 0 | 0 | 0 | 0 | 0 | 0 | 0 | 0 | 0 |  |  | 0 |  |  | 0 | 0
Main Bldg. | 0 | Switchgear Insulated Case Breakers (Bus Mounted) | 0 | 0 | 0 | 0 | 0 | 0 | 0 | 0 | [6 empty] | 0 | 0
Main Bldg. | 0 | SwitchGear Drawout Breakers | 0 | 0 | 0 | 0 | 0 | 0 | 0 |  | 0 | [5 empty] | 0 | 0
Main Bldg. | 0 | Distribution Switchboard Multi Cover (Per Section) | 0 | 0 | 0 | 0 | 0 | 0 | 0 | 0 |  |  |  | 0 |  |  | 0 | 0
Main Bldg. | 0 | Switchboard Disconnects | 0 | 0 | 0 | 0 | 0 | 0 | 0 | [7 empty] | 0 | 0
Main Bldg. | 0 | Switchboard Molded Case Breakers | 0 | 0 | 0 | 0 | 0 | 0 | 0 | 0 | [6 empty] | 0 | 0
Main Bldg. | 0 | Panelboard-Single Cover > 400A (Distribution Panel) | 0 | 0 | 0 | 0 | 0 | 0 | 0 | 0 |  |  |  | 0 |  |  | 0 | 0
Main Bldg. | 0 | Panelboard-Single Cover < 400A (Branch Ckt Panel) | 0 | 0 | 0 | 0 | 0 | 0 | 0 |  |  |  |  | 0 |  |  | 0 | 0
Main Bldg. | 0 | Motor Control Center (MCC-Per Vertical Section) | 0 | 0 | 0 | 0 | 0 | 0 | 0 |  |  |  |  | 0 |  |  | 0 | 0
Main Bldg. | 0 | MCC: Combination Motor Starters | 0 | 0 | 0 | 0 | 0 | 0 | 0 | 0 |  |  |  | 0 |  |  | 0 | 0
Main Bldg. | 0 | MCC: Molded Case Breaker | 0 | 0 | 0 | 0 | 0 | 0 | 0 | 0 | [6 empty] | 0 | 0
Main Bldg. | 0 | MCC: Individual Disconnect Switch | 0 | 0 | 0 | 0 | 0 | 0 | 0 | [7 empty] | 0 | 0
Main Bldg. | 0 | Motor Control Panel (MCP) | 0 | 0 | 0 | 0 | 0 | 0 | 0 |  |  |  |  | 0 |  |  | 0 | 0
Main Bldg. | 0 | VFD Motor Control Panel (VFD-MCP) | 0 | 0 | 0 | 0 | 0 | 0 | 0 |  |  |  |  | 0 |  |  | 0 | 0
Main Bldg. | 0 | Individual Disconnect Switch > 100A | 0 | 0 | 0 | 0 | 0 | 0 | 0 | 0 | [6 empty] | 0 | 0
Main Bldg. | 0 | Individual Molded Case Breaker > 100A | 0 | 0 | 0 | 0 | 0 | 0 | 0 | 0 | [6 empty] | 0 | 0
Main Bldg. | 0 | Individual Combination Motor Starter > 100A | 0 | 0 | 0 | 0 | 0 | 0 | 0 | 0 | [6 empty] | 0 | 0
Main Bldg. | 0 | Oil Filled Transformer - 5kV-15kV Primary - Any Size (Pad Mounted) | 0 | 0 | 0 | 0 | 0 | 0 | 0 |  |  | 0 | 0 |  | 0 |  | 0 | 0
Main Bldg. | 0 | Oil Filled Transformer - > 15kV Primary (Substation Class) | 0 | 0 | 0 | 0 | 0 | 0 | 0 |  |  | 0 | 0 |  | 0 |  | 0 | 0
Main Bldg. | 0 | Dry Type Transformer - < 480V Primary - Any Size kVA | 0 | 0 | 0 | 0 | 0 | 0 | 0 |  |  | 0 | 0 |  |  |  | 0 | 0
Main Bldg. | 0 | Power Factor Correction Capacitors | 0 | 0 | 0 | 0 | 0 | 0 | 0 | [7 empty] | 0 | 0
Main Bldg. | 0 | Lighting Contactor > 100A | 0 | 0 | 0 | 0 | 0 | 0 | 0 | [7 empty] | 0 | 0
Main Bldg. | 0 | Power Distribution Unit (PDU) | 0 | 0 | 0 | 0 | 0 | 0 | 0 | [7 empty] | 0 | 0
Main Bldg. | 0 | Wire Trough, Gutter, or Large Junction Boxes | 0 | 0 | 0 | 0 | 0 | 0 | 0 | [7 empty] | 0 | 0
Main Bldg. | 0 | Bus Duct - Vertical or Horizontal (Per 10' section) | 0 | 0 | 0 | 0 | 0 | 0 | 0 | [7 empty] | 0 | 0
Main Bldg. | 0 | Automatic Transfer Switch (ATS) > 100A | 0 | 0 | 0 | 0 | 0 | 0 | 0 | [7 empty] | 0 | 0
Main Bldg. | 0 | Manual Transfer Switch (MTS) > 100A | 0 | 0 | 0 | 0 | 0 | 0 | 0 | [7 empty] | 0 | 0
Main Bldg. | 0 | Variable Frequency Drives (VFD) < 50 HP | 0 | 0 | 0 | 0 | 0 | 0 | 0 | [7 empty] | 0 | 0
Main Bldg. | 0 | Variable Frequency Drives (VFD) 51-200 HP | 0 | 0 | 0 | 0 | 0 | 0 | 0 | [7 empty] | 0 | 0
Main Bldg. | 0 | Motors < 50 HP | 0 | 0 | 0 | 0 | 0 | 0 | 0 | [7 empty] | 0 | 0
Main Bldg. | 0 | Motors 51-200 HP | 0 | 0 | 0 | 0 | 0 | 0 | 0 | [7 empty] | 0 | 0
Main Bldg. | 0 | Motors 201-500 HP | 0 | 0 | 0 | 0 | 0 | 0 | 0 | [7 empty] | 0 | 0
Main Bldg. | 0 | Compressed Air Equipment | 0 | 0 | 0 | 0 | 0 | 0 | 0 | [7 empty] | 0 | 0
Main Bldg. | 0 | HVAC Equipment (Large) | 0 | 0 | 0 | 0 | 0 | 0 | 0 | [7 empty] | 0 | 0
Main Bldg. | 0 | HVAC Equipment (Small) | 0 | 0 | 0 | 0 | 0 | 0 | 0 | [7 empty] | 0 | 0
Main Bldg. | 0 | Uninterruptible Power Supply (UPS) < 50kVA | 0 | 0 | 0 | 0 | 0 | 0 | 0 | [7 empty] | 0 | 0
Main Bldg. | 0 | Uninterruptible Power Supply (UPS) > 50kVA | 0 | 0 | 0 | 0 | 0 | 0 | 0 | [7 empty] | 0 | 0
Main Bldg. | 0 | Switchgear - Incoming Main Service (Per Section) | 0 | 0 | 0 | 0 | 0 | 0 | 0 | 0 | 0 |  |  | 0 |  |  | 0 | 0
Main Bldg. | 0 | Switchgear Insulated Case Breakers (Bus Mounted) | 0 | 0 | 0 | 0 | 0 | 0 | 0 | 0 | [6 empty] | 0 | 0
Main Bldg. | 0 | SwitchGear Drawout Breakers | 0 | 0 | 0 | 0 | 0 | 0 | 0 |  | 0 | [5 empty] | 0 | 0
Main Bldg. | 0 | Distribution Switchboard Multi Cover (Per Section) | 0 | 0 | 0 | 0 | 0 | 0 | 0 | 0 |  |  |  | 0 |  |  | 0 | 0
Main Bldg. | 0 | Switchboard Disconnects | 0 | 0 | 0 | 0 | 0 | 0 | 0 | [7 empty] | 0 | 0
Main Bldg. | 0 | Switchboard Molded Case Breakers | 0 | 0 | 0 | 0 | 0 | 0 | 0 | 0 | [6 empty] | 0 | 0
Main Bldg. | 0 | Panelboard-Single Cover > 400A (Distribution Panel) | 0 | 0 | 0 | 0 | 0 | 0 | 0 | 0 |  |  |  | 0 |  |  | 0 | 0
Main Bldg. | 0 | Panelboard-Single Cover < 400A (Branch Ckt Panel) | 0 | 0 | 0 | 0 | 0 | 0 | 0 |  |  |  |  | 0 |  |  | 0 | 0
Main Bldg. | 0 | Motor Control Center (MCC-Per Vertical Section) | 0 | 0 | 0 | 0 | 0 | 0 | 0 |  |  |  |  | 0 |  |  | 0 | 0
Main Bldg. | 0 | MCC: Combination Motor Starters | 0 | 0 | 0 | 0 | 0 | 0 | 0 | 0 |  |  |  | 0 |  |  | 0 | 0
Main Bldg. | 0 | MCC: Molded Case Breaker | 0 | 0 | 0 | 0 | 0 | 0 | 0 | 0 | [6 empty] | 0 | 0
Main Bldg. | 0 | MCC: Individual Disconnect Switch | 0 | 0 | 0 | 0 | 0 | 0 | 0 | [7 empty] | 0 | 0
Main Bldg. | 0 | Motor Control Panel (MCP) | 0 | 0 | 0 | 0 | 0 | 0 | 0 |  |  |  |  | 0 |  |  | 0 | 0
Main Bldg. | 0 | VFD Motor Control Panel (VFD-MCP) | 0 | 0 | 0 | 0 | 0 | 0 | 0 |  |  |  |  | 0 |  |  | 0 | 0
Main Bldg. | 0 | Individual Disconnect Switch > 100A | 0 | 0 | 0 | 0 | 0 | 0 | 0 | 0 | [6 empty] | 0 | 0
Main Bldg. | 0 | Individual Molded Case Breaker > 100A | 0 | 0 | 0 | 0 | 0 | 0 | 0 | 0 | [6 empty] | 0 | 0
Main Bldg. | 0 | Individual Combination Motor Starter > 100A | 0 | 0 | 0 | 0 | 0 | 0 | 0 | 0 | [6 empty] | 0 | 0
Main Bldg. | 0 | Oil Filled Transformer - 5kV-15kV Primary - Any Size (Pad Mounted) | 0 | 0 | 0 | 0 | 0 | 0 | 0 |  |  | 0 | 0 |  | 0 |  | 0 | 0
Main Bldg. | 0 | Oil Filled Transformer - > 15kV Primary (Substation Class) | 0 | 0 | 0 | 0 | 0 | 0 | 0 |  |  | 0 | 0 |  | 0 |  | 0 | 0
Main Bldg. | 0 | Dry Type Transformer - < 480V Primary - Any Size kVA | 0 | 0 | 0 | 0 | 0 | 0 | 0 |  |  | 0 | 0 |  |  |  | 0 | 0
Main Bldg. | 0 | Power Factor Correction Capacitors | 0 | 0 | 0 | 0 | 0 | 0 | 0 | [7 empty] | 0 | 0
Main Bldg. | 0 | Lighting Contactor > 100A | 0 | 0 | 0 | 0 | 0 | 0 | 0 | [7 empty] | 0 | 0
Main Bldg. | 0 | Power Distribution Unit (PDU) | 0 | 0 | 0 | 0 | 0 | 0 | 0 | [7 empty] | 0 | 0
Main Bldg. | 0 | Wire Trough, Gutter, or Large Junction Boxes | 0 | 0 | 0 | 0 | 0 | 0 | 0 | [7 empty] | 0 | 0
Main Bldg. | 0 | Bus Duct - Vertical or Horizontal (Per 10' section) | 0 | 0 | 0 | 0 | 0 | 0 | 0 | [7 empty] | 0 | 0
Main Bldg. | 0 | Automatic Transfer Switch (ATS) > 100A | 0 | 0 | 0 | 0 | 0 | 0 | 0 | [7 empty] | 0 | 0
Main Bldg. | 0 | Manual Transfer Switch (MTS) > 100A | 0 | 0 | 0 | 0 | 0 | 0 | 0 | [7 empty] | 0 | 0
Main Bldg. | 0 | Variable Frequency Drives (VFD) < 50 HP | 0 | 0 | 0 | 0 | 0 | 0 | 0 | [7 empty] | 0 | 0
Main Bldg. | 0 | Variable Frequency Drives (VFD) 51-200 HP | 0 | 0 | 0 | 0 | 0 | 0 | 0 | [7 empty] | 0 | 0
Main Bldg. | 0 | Motors < 50 HP | 0 | 0 | 0 | 0 | 0 | 0 | 0 | [7 empty] | 0 | 0
Main Bldg. | 0 | Motors 51-200 HP | 0 | 0 | 0 | 0 | 0 | 0 | 0 | [7 empty] | 0 | 0
Main Bldg. | 0 | Motors 201-500 HP | 0 | 0 | 0 | 0 | 0 | 0 | 0 | [7 empty] | 0 | 0
Main Bldg. | 0 | Compressed Air Equipment | 0 | 0 | 0 | 0 | 0 | 0 | 0 | [7 empty] | 0 | 0
Main Bldg. | 0 | HVAC Equipment (Large) | 0 | 0 | 0 | 0 | 0 | 0 | 0 | [7 empty] | 0 | 0
Main Bldg. | 0 | HVAC Equipment (Small) | 0 | 0 | 0 | 0 | 0 | 0 | 0 | [7 empty] | 0 | 0
Main Bldg. | 0 | Uninterruptible Power Supply (UPS) < 50kVA | 0 | 0 | 0 | 0 | 0 | 0 | 0 | [7 empty] | 0 | 0
Main Bldg. | 0 | Uninterruptible Power Supply (UPS) > 50kVA | 0 | 0 | 0 | 0 | 0 | 0 | 0 | [7 empty] | 0 | 0
Main Bldg. | 0 | Switchgear - Incoming Main Service (Per Section) | 0 | 0 | 0 | 0 | 0 | 0 | 0 | 0 | 0 |  |  | 0 |  |  | 0 | 0
Main Bldg. | 0 | Switchgear Insulated Case Breakers (Bus Mounted) | 0 | 0 | 0 | 0 | 0 | 0 | 0 | 0 | [6 empty] | 0 | 0
Main Bldg. | 0 | SwitchGear Drawout Breakers | 0 | 0 | 0 | 0 | 0 | 0 | 0 |  | 0 | [5 empty] | 0 | 0
Main Bldg. | 0 | Distribution Switchboard Multi Cover (Per Section) | 0 | 0 | 0 | 0 | 0 | 0 | 0 | 0 |  |  |  | 0 |  |  | 0 | 0
Main Bldg. | 0 | Switchboard Disconnects | 0 | 0 | 0 | 0 | 0 | 0 | 0 | [7 empty] | 0 | 0
Main Bldg. | 0 | Switchboard Molded Case Breakers | 0 | 0 | 0 | 0 | 0 | 0 | 0 | 0 | [6 empty] | 0 | 0
Main Bldg. | 0 | Panelboard-Single Cover > 400A (Distribution Panel) | 0 | 0 | 0 | 0 | 0 | 0 | 0 | 0 |  |  |  | 0 |  |  | 0 | 0
Main Bldg. | 0 | Panelboard-Single Cover < 400A (Branch Ckt Panel) | 0 | 0 | 0 | 0 | 0 | 0 | 0 |  |  |  |  | 0 |  |  | 0 | 0
Main Bldg. | 0 | Motor Control Center (MCC-Per Vertical Section) | 0 | 0 | 0 | 0 | 0 | 0 | 0 |  |  |  |  | 0 |  |  | 0 | 0
Main Bldg. | 0 | MCC: Combination Motor Starters | 0 | 0 | 0 | 0 | 0 | 0 | 0 | 0 |  |  |  | 0 |  |  | 0 | 0
Main Bldg. | 0 | MCC: Molded Case Breaker | 0 | 0 | 0 | 0 | 0 | 0 | 0 | 0 | [6 empty] | 0 | 0
Main Bldg. | 0 | MCC: Individual Disconnect Switch | 0 | 0 | 0 | 0 | 0 | 0 | 0 | [7 empty] | 0 | 0
Main Bldg. | 0 | Motor Control Panel (MCP) | 0 | 0 | 0 | 0 | 0 | 0 | 0 |  |  |  |  | 0 |  |  | 0 | 0
Main Bldg. | 0 | VFD Motor Control Panel (VFD-MCP) | 0 | 0 | 0 | 0 | 0 | 0 | 0 |  |  |  |  | 0 |  |  | 0 | 0
Main Bldg. | 0 | Individual Disconnect Switch > 100A | 0 | 0 | 0 | 0 | 0 | 0 | 0 | 0 | [6 empty] | 0 | 0
Main Bldg. | 0 | Individual Molded Case Breaker > 100A | 0 | 0 | 0 | 0 | 0 | 0 | 0 | 0 | [6 empty] | 0 | 0
Main Bldg. | 0 | Individual Combination Motor Starter > 100A | 0 | 0 | 0 | 0 | 0 | 0 | 0 | 0 | [6 empty] | 0 | 0
Main Bldg. | 0 | Oil Filled Transformer - 5kV-15kV Primary - Any Size (Pad Mounted) | 0 | 0 | 0 | 0 | 0 | 0 | 0 |  |  | 0 | 0 |  | 0 |  | 0 | 0
Main Bldg. | 0 | Oil Filled Transformer - > 15kV Primary (Substation Class) | 0 | 0 | 0 | 0 | 0 | 0 | 0 |  |  | 0 | 0 |  | 0 |  | 0 | 0
Main Bldg. | 0 | Dry Type Transformer - < 480V Primary - Any Size kVA | 0 | 0 | 0 | 0 | 0 | 0 | 0 |  |  | 0 | 0 |  |  |  | 0 | 0
Main Bldg. | 0 | Power Factor Correction Capacitors | 0 | 0 | 0 | 0 | 0 | 0 | 0 | [7 empty] | 0 | 0
Main Bldg. | 0 | Lighting Contactor > 100A | 0 | 0 | 0 | 0 | 0 | 0 | 0 | [7 empty] | 0 | 0
Main Bldg. | 0 | Power Distribution Unit (PDU) | 0 | 0 | 0 | 0 | 0 | 0 | 0 | [7 empty] | 0 | 0
Main Bldg. | 0 | Wire Trough, Gutter, or Large Junction Boxes | 0 | 0 | 0 | 0 | 0 | 0 | 0 | [7 empty] | 0 | 0
Main Bldg. | 0 | Bus Duct - Vertical or Horizontal (Per 10' section) | 0 | 0 | 0 | 0 | 0 | 0 | 0 | [7 empty] | 0 | 0
Main Bldg. | 0 | Automatic Transfer Switch (ATS) > 100A | 0 | 0 | 0 | 0 | 0 | 0 | 0 | [7 empty] | 0 | 0
Main Bldg. | 0 | Manual Transfer Switch (MTS) > 100A | 0 | 0 | 0 | 0 | 0 | 0 | 0 | [7 empty] | 0 | 0
Main Bldg. | 0 | Variable Frequency Drives (VFD) < 50 HP | 0 | 0 | 0 | 0 | 0 | 0 | 0 | [7 empty] | 0 | 0
Main Bldg. | 0 | Variable Frequency Drives (VFD) 51-200 HP | 0 | 0 | 0 | 0 | 0 | 0 | 0 | [7 empty] | 0 | 0
Main Bldg. | 0 | Motors < 50 HP | 0 | 0 | 0 | 0 | 0 | 0 | 0 | [7 empty] | 0 | 0
Main Bldg. | 0 | Motors 51-200 HP | 0 | 0 | 0 | 0 | 0 | 0 | 0 | [7 empty] | 0 | 0
Main Bldg. | 0 | Motors 201-500 HP | 0 | 0 | 0 | 0 | 0 | 0 | 0 | [7 empty] | 0 | 0
Main Bldg. | 0 | Compressed Air Equipment | 0 | 0 | 0 | 0 | 0 | 0 | 0 | [7 empty] | 0 | 0
Main Bldg. | 0 | HVAC Equipment (Large) | 0 | 0 | 0 | 0 | 0 | 0 | 0 | [7 empty] | 0 | 0
Main Bldg. | 0 | HVAC Equipment (Small) | 0 | 0 | 0 | 0 | 0 | 0 | 0 | [7 empty] | 0 | 0
Main Bldg. | 0 | Uninterruptible Power Supply (UPS) < 50kVA | 0 | 0 | 0 | 0 | 0 | 0 | 0 | [7 empty] | 0 | 0
Main Bldg. | 0 | Uninterruptible Power Supply (UPS) > 50kVA | 0 | 0 | 0 | 0 | 0 | 0 | 0 | [7 empty] | 0 | 0
Main Bldg. | 0 | Switchgear - Incoming Main Service (Per Section) | 0 | 0 | 0 | 0 | 0 | 0 | 0 | 0 | 0 |  |  | 0 |  |  | 0 | 0
Main Bldg. | 0 | Switchgear Insulated Case Breakers (Bus Mounted) | 0 | 0 | 0 | 0 | 0 | 0 | 0 | 0 | [6 empty] | 0 | 0
Main Bldg. | 0 | SwitchGear Drawout Breakers | 0 | 0 | 0 | 0 | 0 | 0 | 0 |  | 0 | [5 empty] | 0 | 0
Main Bldg. | 0 | Distribution Switchboard Multi Cover (Per Section) | 0 | 0 | 0 | 0 | 0 | 0 | 0 | 0 |  |  |  | 0 |  |  | 0 | 0
Main Bldg. | 0 | Switchboard Disconnects | 0 | 0 | 0 | 0 | 0 | 0 | 0 | [7 empty] | 0 | 0
Main Bldg. | 0 | Switchboard Molded Case Breakers | 0 | 0 | 0 | 0 | 0 | 0 | 0 | 0 | [6 empty] | 0 | 0
Main Bldg. | 0 | Panelboard-Single Cover > 400A (Distribution Panel) | 0 | 0 | 0 | 0 | 0 | 0 | 0 | 0 |  |  |  | 0 |  |  | 0 | 0
Main Bldg. | 0 | Panelboard-Single Cover < 400A (Branch Ckt Panel) | 0 | 0 | 0 | 0 | 0 | 0 | 0 |  |  |  |  | 0 |  |  | 0 | 0
Main Bldg. | 0 | Motor Control Center (MCC-Per Vertical Section) | 0 | 0 | 0 | 0 | 0 | 0 | 0 |  |  |  |  | 0 |  |  | 0 | 0
Main Bldg. | 0 | MCC: Combination Motor Starters | 0 | 0 | 0 | 0 | 0 | 0 | 0 | 0 |  |  |  | 0 |  |  | 0 | 0
Main Bldg. | 0 | MCC: Molded Case Breaker | 0 | 0 | 0 | 0 | 0 | 0 | 0 | 0 | [6 empty] | 0 | 0
Main Bldg. | 0 | MCC: Individual Disconnect Switch | 0 | 0 | 0 | 0 | 0 | 0 | 0 | [7 empty] | 0 | 0
Main Bldg. | 0 | Motor Control Panel (MCP) | 0 | 0 | 0 | 0 | 0 | 0 | 0 |  |  |  |  | 0 |  |  | 0 | 0
Main Bldg. | 0 | VFD Motor Control Panel (VFD-MCP) | 0 | 0 | 0 | 0 | 0 | 0 | 0 |  |  |  |  | 0 |  |  | 0 | 0
Main Bldg. | 0 | Individual Disconnect Switch > 100A | 0 | 0 | 0 | 0 | 0 | 0 | 0 | 0 | [6 empty] | 0 | 0
Main Bldg. | 0 | Individual Molded Case Breaker > 100A | 0 | 0 | 0 | 0 | 0 | 0 | 0 | 0 | [6 empty] | 0 | 0
Main Bldg. | 0 | Individual Combination Motor Starter > 100A | 0 | 0 | 0 | 0 | 0 | 0 | 0 | 0 | [6 empty] | 0 | 0
Main Bldg. | 0 | Oil Filled Transformer - 5kV-15kV Primary - Any Size (Pad Mounted) | 0 | 0 | 0 | 0 | 0 | 0 | 0 |  |  | 0 | 0 |  | 0 |  | 0 | 0
Main Bldg. | 0 | Oil Filled Transformer - > 15kV Primary (Substation Class) | 0 | 0 | 0 | 0 | 0 | 0 | 0 |  |  | 0 | 0 |  | 0 |  | 0 | 0
Main Bldg. | 0 | Dry Type Transformer - < 480V Primary - Any Size kVA | 0 | 0 | 0 | 0 | 0 | 0 | 0 |  |  | 0 | 0 |  |  |  | 0 | 0
Main Bldg. | 0 | Power Factor Correction Capacitors | 0 | 0 | 0 | 0 | 0 | 0 | 0 | [7 empty] | 0 | 0
Main Bldg. | 0 | Lighting Contactor > 100A | 0 | 0 | 0 | 0 | 0 | 0 | 0 | [7 empty] | 0 | 0
Main Bldg. | 0 | Power Distribution Unit (PDU) | 0 | 0 | 0 | 0 | 0 | 0 | 0 | [7 empty] | 0 | 0
Main Bldg. | 0 | Wire Trough, Gutter, or Large Junction Boxes | 0 | 0 | 0 | 0 | 0 | 0 | 0 | [7 empty] | 0 | 0
Main Bldg. | 0 | Bus Duct - Vertical or Horizontal (Per 10' section) | 0 | 0 | 0 | 0 | 0 | 0 | 0 | [7 empty] | 0 | 0
Main Bldg. | 0 | Automatic Transfer Switch (ATS) > 100A | 0 | 0 | 0 | 0 | 0 | 0 | 0 | [7 empty] | 0 | 0
Main Bldg. | 0 | Manual Transfer Switch (MTS) > 100A | 0 | 0 | 0 | 0 | 0 | 0 | 0 | [7 empty] | 0 | 0
Main Bldg. | 0 | Variable Frequency Drives (VFD) < 50 HP | 0 | 0 | 0 | 0 | 0 | 0 | 0 | [7 empty] | 0 | 0
Main Bldg. | 0 | Variable Frequency Drives (VFD) 51-200 HP | 0 | 0 | 0 | 0 | 0 | 0 | 0 | [7 empty] | 0 | 0
Main Bldg. | 0 | Motors < 50 HP | 0 | 0 | 0 | 0 | 0 | 0 | 0 | [7 empty] | 0 | 0
Main Bldg. | 0 | Motors 51-200 HP | 0 | 0 | 0 | 0 | 0 | 0 | 0 | [7 empty] | 0 | 0
Main Bldg. | 0 | Motors 201-500 HP | 0 | 0 | 0 | 0 | 0 | 0 | 0 | [7 empty] | 0 | 0
Main Bldg. | 0 | Compressed Air Equipment | 0 | 0 | 0 | 0 | 0 | 0 | 0 | [7 empty] | 0 | 0
Main Bldg. | 0 | HVAC Equipment (Large) | 0 | 0 | 0 | 0 | 0 | 0 | 0 | [7 empty] | 0 | 0
Main Bldg. | 0 | HVAC Equipment (Small) | 0 | 0 | 0 | 0 | 0 | 0 | 0 | [7 empty] | 0 | 0
Main Bldg. | 0 | Uninterruptible Power Supply (UPS) < 50kVA | 0 | 0 | 0 | 0 | 0 | 0 | 0 | [7 empty] | 0 | 0
Main Bldg. | 0 | Uninterruptible Power Supply (UPS) > 50kVA | 0 | 0 | 0 | 0 | 0 | 0 | 0 | [7 empty] | 0 | 0
Main Bldg. | 0 | Switchgear - Incoming Main Service (Per Section) | 0 | 0 | 0 | 0 | 0 | 0 | 0 | 0 | 0 |  |  | 0 |  |  | 0 | 0
Main Bldg. | 0 | Switchgear Insulated Case Breakers (Bus Mounted) | 0 | 0 | 0 | 0 | 0 | 0 | 0 | 0 | [6 empty] | 0 | 0
Main Bldg. | 0 | SwitchGear Drawout Breakers | 0 | 0 | 0 | 0 | 0 | 0 | 0 |  | 0 | [5 empty] | 0 | 0
Main Bldg. | 0 | Distribution Switchboard Multi Cover (Per Section) | 0 | 0 | 0 | 0 | 0 | 0 | 0 | 0 |  |  |  | 0 |  |  | 0 | 0
Main Bldg. | 0 | Switchboard Disconnects | 0 | 0 | 0 | 0 | 0 | 0 | 0 | [7 empty] | 0 | 0
Main Bldg. | 0 | Switchboard Molded Case Breakers | 0 | 0 | 0 | 0 | 0 | 0 | 0 | 0 | [6 empty] | 0 | 0
Main Bldg. | 0 | Panelboard-Single Cover > 400A (Distribution Panel) | 0 | 0 | 0 | 0 | 0 | 0 | 0 | 0 |  |  |  | 0 |  |  | 0 | 0
Main Bldg. | 0 | Panelboard-Single Cover < 400A (Branch Ckt Panel) | 0 | 0 | 0 | 0 | 0 | 0 | 0 |  |  |  |  | 0 |  |  | 0 | 0
Main Bldg. | 0 | Motor Control Center (MCC-Per Vertical Section) | 0 | 0 | 0 | 0 | 0 | 0 | 0 |  |  |  |  | 0 |  |  | 0 | 0
Main Bldg. | 0 | MCC: Combination Motor Starters | 0 | 0 | 0 | 0 | 0 | 0 | 0 | 0 |  |  |  | 0 |  |  | 0 | 0
Main Bldg. | 0 | MCC: Molded Case Breaker | 0 | 0 | 0 | 0 | 0 | 0 | 0 | 0 | [6 empty] | 0 | 0
Main Bldg. | 0 | MCC: Individual Disconnect Switch | 0 | 0 | 0 | 0 | 0 | 0 | 0 | [7 empty] | 0 | 0
Main Bldg. | 0 | Motor Control Panel (MCP) | 0 | 0 | 0 | 0 | 0 | 0 | 0 |  |  |  |  | 0 |  |  | 0 | 0
Main Bldg. | 0 | VFD Motor Control Panel (VFD-MCP) | 0 | 0 | 0 | 0 | 0 | 0 | 0 |  |  |  |  | 0 |  |  | 0 | 0
Main Bldg. | 0 | Individual Disconnect Switch > 100A | 0 | 0 | 0 | 0 | 0 | 0 | 0 | 0 | [6 empty] | 0 | 0
Main Bldg. | 0 | Individual Molded Case Breaker > 100A | 0 | 0 | 0 | 0 | 0 | 0 | 0 | 0 | [6 empty] | 0 | 0
Main Bldg. | 0 | Individual Combination Motor Starter > 100A | 0 | 0 | 0 | 0 | 0 | 0 | 0 | 0 | [6 empty] | 0 | 0
Main Bldg. | 0 | Oil Filled Transformer - 5kV-15kV Primary - Any Size (Pad Mounted) | 0 | 0 | 0 | 0 | 0 | 0 | 0 |  |  | 0 | 0 |  | 0 |  | 0 | 0
Main Bldg. | 0 | Oil Filled Transformer - > 15kV Primary (Substation Class) | 0 | 0 | 0 | 0 | 0 | 0 | 0 |  |  | 0 | 0 |  | 0 |  | 0 | 0
Main Bldg. | 0 | Dry Type Transformer - < 480V Primary - Any Size kVA | 0 | 0 | 0 | 0 | 0 | 0 | 0 |  |  | 0 | 0 |  |  |  | 0 | 0
Main Bldg. | 0 | Power Factor Correction Capacitors | 0 | 0 | 0 | 0 | 0 | 0 | 0 | [7 empty] | 0 | 0
Main Bldg. | 0 | Lighting Contactor > 100A | 0 | 0 | 0 | 0 | 0 | 0 | 0 | [7 empty] | 0 | 0
Main Bldg. | 0 | Power Distribution Unit (PDU) | 0 | 0 | 0 | 0 | 0 | 0 | 0 | [7 empty] | 0 | 0
Main Bldg. | 0 | Wire Trough, Gutter, or Large Junction Boxes | 0 | 0 | 0 | 0 | 0 | 0 | 0 | [7 empty] | 0 | 0
Main Bldg. | 0 | Bus Duct - Vertical or Horizontal (Per 10' section) | 0 | 0 | 0 | 0 | 0 | 0 | 0 | [7 empty] | 0 | 0
Main Bldg. | 0 | Automatic Transfer Switch (ATS) > 100A | 0 | 0 | 0 | 0 | 0 | 0 | 0 | [7 empty] | 0 | 0
Main Bldg. | 0 | Manual Transfer Switch (MTS) > 100A | 0 | 0 | 0 | 0 | 0 | 0 | 0 | [7 empty] | 0 | 0
Main Bldg. | 0 | Variable Frequency Drives (VFD) < 50 HP | 0 | 0 | 0 | 0 | 0 | 0 | 0 | [7 empty] | 0 | 0
Main Bldg. | 0 | Variable Frequency Drives (VFD) 51-200 HP | 0 | 0 | 0 | 0 | 0 | 0 | 0 | [7 empty] | 0 | 0
Main Bldg. | 0 | Motors < 50 HP | 0 | 0 | 0 | 0 | 0 | 0 | 0 | [7 empty] | 0 | 0
Main Bldg. | 0 | Motors 51-200 HP | 0 | 0 | 0 | 0 | 0 | 0 | 0 | [7 empty] | 0 | 0
Main Bldg. | 0 | Motors 201-500 HP | 0 | 0 | 0 | 0 | 0 | 0 | 0 | [7 empty] | 0 | 0
Main Bldg. | 0 | Compressed Air Equipment | 0 | 0 | 0 | 0 | 0 | 0 | 0 | [7 empty] | 0 | 0
Main Bldg. | 0 | HVAC Equipment (Large) | 0 | 0 | 0 | 0 | 0 | 0 | 0 | [7 empty] | 0 | 0
Main Bldg. | 0 | HVAC Equipment (Small) | 0 | 0 | 0 | 0 | 0 | 0 | 0 | [7 empty] | 0 | 0
Main Bldg. | 0 | Uninterruptible Power Supply (UPS) < 50kVA | 0 | 0 | 0 | 0 | 0 | 0 | 0 | [7 empty] | 0 | 0
Main Bldg. | 0 | Uninterruptible Power Supply (UPS) > 50kVA | 0 | 0 | 0 | 0 | 0 | 0 | 0 | [7 empty] | 0 | 0
Main Bldg. | 0 | Switchgear - Incoming Main Service (Per Section) | 0 | 0 | 0 | 0 | 0 | 0 | 0 | 0 | 0 |  |  | 0 |  |  | 0 | 0
Main Bldg. | 0 | Switchgear Insulated Case Breakers (Bus Mounted) | 0 | 0 | 0 | 0 | 0 | 0 | 0 | 0 | [6 empty] | 0 | 0
Main Bldg. | 0 | SwitchGear Drawout Breakers | 0 | 0 | 0 | 0 | 0 | 0 | 0 |  | 0 | [5 empty] | 0 | 0
Main Bldg. | 0 | Distribution Switchboard Multi Cover (Per Section) | 0 | 0 | 0 | 0 | 0 | 0 | 0 | 0 |  |  |  | 0 |  |  | 0 | 0
Main Bldg. | 0 | Switchboard Disconnects | 0 | 0 | 0 | 0 | 0 | 0 | 0 | [7 empty] | 0 | 0
Main Bldg. | 0 | Switchboard Molded Case Breakers | 0 | 0 | 0 | 0 | 0 | 0 | 0 | 0 | [6 empty] | 0 | 0
Main Bldg. | 0 | Panelboard-Single Cover > 400A (Distribution Panel) | 0 | 0 | 0 | 0 | 0 | 0 | 0 | 0 |  |  |  | 0 |  |  | 0 | 0
Main Bldg. | 0 | Panelboard-Single Cover < 400A (Branch Ckt Panel) | 0 | 0 | 0 | 0 | 0 | 0 | 0 |  |  |  |  | 0 |  |  | 0 | 0
Main Bldg. | 0 | Motor Control Center (MCC-Per Vertical Section) | 0 | 0 | 0 | 0 | 0 | 0 | 0 |  |  |  |  | 0 |  |  | 0 | 0
Main Bldg. | 0 | MCC: Combination Motor Starters | 0 | 0 | 0 | 0 | 0 | 0 | 0 | 0 |  |  |  | 0 |  |  | 0 | 0
Main Bldg. | 0 | MCC: Molded Case Breaker | 0 | 0 | 0 | 0 | 0 | 0 | 0 | 0 | [6 empty] | 0 | 0
Main Bldg. | 0 | MCC: Individual Disconnect Switch | 0 | 0 | 0 | 0 | 0 | 0 | 0 | [7 empty] | 0 | 0
Main Bldg. | 0 | Motor Control Panel (MCP) | 0 | 0 | 0 | 0 | 0 | 0 | 0 |  |  |  |  | 0 |  |  | 0 | 0
Main Bldg. | 0 | VFD Motor Control Panel (VFD-MCP) | 0 | 0 | 0 | 0 | 0 | 0 | 0 |  |  |  |  | 0 |  |  | 0 | 0
Main Bldg. | 0 | Individual Disconnect Switch > 100A | 0 | 0 | 0 | 0 | 0 | 0 | 0 | 0 | [6 empty] | 0 | 0
Main Bldg. | 0 | Individual Molded Case Breaker > 100A | 0 | 0 | 0 | 0 | 0 | 0 | 0 | 0 | [6 empty] | 0 | 0
Main Bldg. | 0 | Individual Combination Motor Starter > 100A | 0 | 0 | 0 | 0 | 0 | 0 | 0 | 0 | [6 empty] | 0 | 0
Main Bldg. | 0 | Oil Filled Transformer - 5kV-15kV Primary - Any Size (Pad Mounted) | 0 | 0 | 0 | 0 | 0 | 0 | 0 |  |  | 0 | 0 |  | 0 |  | 0 | 0
Main Bldg. | 0 | Oil Filled Transformer - > 15kV Primary (Substation Class) | 0 | 0 | 0 | 0 | 0 | 0 | 0 |  |  | 0 | 0 |  | 0 |  | 0 | 0
Main Bldg. | 0 | Dry Type Transformer - < 480V Primary - Any Size kVA | 0 | 0 | 0 | 0 | 0 | 0 | 0 |  |  | 0 | 0 |  |  |  | 0 | 0
Main Bldg. | 0 | Power Factor Correction Capacitors | 0 | 0 | 0 | 0 | 0 | 0 | 0 | [7 empty] | 0 | 0
Main Bldg. | 0 | Lighting Contactor > 100A | 0 | 0 | 0 | 0 | 0 | 0 | 0 | [7 empty] | 0 | 0
Main Bldg. | 0 | Power Distribution Unit (PDU) | 0 | 0 | 0 | 0 | 0 | 0 | 0 | [7 empty] | 0 | 0
Main Bldg. | 0 | Wire Trough, Gutter, or Large Junction Boxes | 0 | 0 | 0 | 0 | 0 | 0 | 0 | [7 empty] | 0 | 0
Main Bldg. | 0 | Bus Duct - Vertical or Horizontal (Per 10' section) | 0 | 0 | 0 | 0 | 0 | 0 | 0 | [7 empty] | 0 | 0
Main Bldg. | 0 | Automatic Transfer Switch (ATS) > 100A | 0 | 0 | 0 | 0 | 0 | 0 | 0 | [7 empty] | 0 | 0
Main Bldg. | 0 | Manual Transfer Switch (MTS) > 100A | 0 | 0 | 0 | 0 | 0 | 0 | 0 | [7 empty] | 0 | 0
Main Bldg. | 0 | Variable Frequency Drives (VFD) < 50 HP | 0 | 0 | 0 | 0 | 0 | 0 | 0 | [7 empty] | 0 | 0
Main Bldg. | 0 | Variable Frequency Drives (VFD) 51-200 HP | 0 | 0 | 0 | 0 | 0 | 0 | 0 | [7 empty] | 0 | 0
Main Bldg. | 0 | Motors < 50 HP | 0 | 0 | 0 | 0 | 0 | 0 | 0 | [7 empty] | 0 | 0
Main Bldg. | 0 | Motors 51-200 HP | 0 | 0 | 0 | 0 | 0 | 0 | 0 | [7 empty] | 0 | 0
Main Bldg. | 0 | Motors 201-500 HP | 0 | 0 | 0 | 0 | 0 | 0 | 0 | [7 empty] | 0 | 0
Main Bldg. | 0 | Compressed Air Equipment | 0 | 0 | 0 | 0 | 0 | 0 | 0 | [7 empty] | 0 | 0
Main Bldg. | 0 | HVAC Equipment (Large) | 0 | 0 | 0 | 0 | 0 | 0 | 0 | [7 empty] | 0 | 0
Main Bldg. | 0 | HVAC Equipment (Small) | 0 | 0 | 0 | 0 | 0 | 0 | 0 | [7 empty] | 0 | 0
Main Bldg. | 0 | Uninterruptible Power Supply (UPS) < 50kVA | 0 | 0 | 0 | 0 | 0 | 0 | 0 | [7 empty] | 0 | 0
Main Bldg. | 0 | Uninterruptible Power Supply (UPS) > 50kVA | 0 | 0 | 0 | 0 | 0 | 0 | 0 | [7 empty] | 0 | 0
Main Bldg. | 0 | Switchgear - Incoming Main Service (Per Section) | 0 | 0 | 0 | 0 | 0 | 0 | 0 | 0 | 0 |  |  | 0 |  |  | 0 | 0
Main Bldg. | 0 | Switchgear Insulated Case Breakers (Bus Mounted) | 0 | 0 | 0 | 0 | 0 | 0 | 0 | 0 | [6 empty] | 0 | 0
Main Bldg. | 0 | SwitchGear Drawout Breakers | 0 | 0 | 0 | 0 | 0 | 0 | 0 |  | 0 | [5 empty] | 0 | 0
Main Bldg. | 0 | Distribution Switchboard Multi Cover (Per Section) | 0 | 0 | 0 | 0 | 0 | 0 | 0 | 0 |  |  |  | 0 |  |  | 0 | 0
Main Bldg. | 0 | Switchboard Disconnects | 0 | 0 | 0 | 0 | 0 | 0 | 0 | [7 empty] | 0 | 0
Main Bldg. | 0 | Switchboard Molded Case Breakers | 0 | 0 | 0 | 0 | 0 | 0 | 0 | 0 | [6 empty] | 0 | 0
Main Bldg. | 0 | Panelboard-Single Cover > 400A (Distribution Panel) | 0 | 0 | 0 | 0 | 0 | 0 | 0 | 0 |  |  |  | 0 |  |  | 0 | 0
Main Bldg. | 0 | Panelboard-Single Cover < 400A (Branch Ckt Panel) | 0 | 0 | 0 | 0 | 0 | 0 | 0 |  |  |  |  | 0 |  |  | 0 | 0
Main Bldg. | 0 | Motor Control Center (MCC-Per Vertical Section) | 0 | 0 | 0 | 0 | 0 | 0 | 0 |  |  |  |  | 0 |  |  | 0 | 0
Main Bldg. | 0 | MCC: Combination Motor Starters | 0 | 0 | 0 | 0 | 0 | 0 | 0 | 0 |  |  |  | 0 |  |  | 0 | 0
Main Bldg. | 0 | MCC: Molded Case Breaker | 0 | 0 | 0 | 0 | 0 | 0 | 0 | 0 | [6 empty] | 0 | 0
Main Bldg. | 0 | MCC: Individual Disconnect Switch | 0 | 0 | 0 | 0 | 0 | 0 | 0 | [7 empty] | 0 | 0
Main Bldg. | 0 | Motor Control Panel (MCP) | 0 | 0 | 0 | 0 | 0 | 0 | 0 |  |  |  |  | 0 |  |  | 0 | 0
Main Bldg. | 0 | VFD Motor Control Panel (VFD-MCP) | 0 | 0 | 0 | 0 | 0 | 0 | 0 |  |  |  |  | 0 |  |  | 0 | 0
Main Bldg. | 0 | Individual Disconnect Switch > 100A | 0 | 0 | 0 | 0 | 0 | 0 | 0 | 0 | [6 empty] | 0 | 0
Main Bldg. | 0 | Individual Molded Case Breaker > 100A | 0 | 0 | 0 | 0 | 0 | 0 | 0 | 0 | [6 empty] | 0 | 0
Main Bldg. | 0 | Individual Combination Motor Starter > 100A | 0 | 0 | 0 | 0 | 0 | 0 | 0 | 0 | [6 empty] | 0 | 0
Main Bldg. | 0 | Oil Filled Transformer - 5kV-15kV Primary - Any Size (Pad Mounted) | 0 | 0 | 0 | 0 | 0 | 0 | 0 |  |  | 0 | 0 |  | 0 |  | 0 | 0
Main Bldg. | 0 | Oil Filled Transformer - > 15kV Primary (Substation Class) | 0 | 0 | 0 | 0 | 0 | 0 | 0 |  |  | 0 | 0 |  | 0 |  | 0 | 0
Main Bldg. | 0 | Dry Type Transformer - < 480V Primary - Any Size kVA | 0 | 0 | 0 | 0 | 0 | 0 | 0 |  |  | 0 | 0 |  |  |  | 0 | 0
Main Bldg. | 0 | Power Factor Correction Capacitors | 0 | 0 | 0 | 0 | 0 | 0 | 0 | [7 empty] | 0 | 0
Main Bldg. | 0 | Lighting Contactor > 100A | 0 | 0 | 0 | 0 | 0 | 0 | 0 | [7 empty] | 0 | 0
Main Bldg. | 0 | Power Distribution Unit (PDU) | 0 | 0 | 0 | 0 | 0 | 0 | 0 | [7 empty] | 0 | 0
Main Bldg. | 0 | Wire Trough, Gutter, or Large Junction Boxes | 0 | 0 | 0 | 0 | 0 | 0 | 0 | [7 empty] | 0 | 0
Main Bldg. | 0 | Bus Duct - Vertical or Horizontal (Per 10' section) | 0 | 0 | 0 | 0 | 0 | 0 | 0 | [7 empty] | 0 | 0
Main Bldg. | 0 | Automatic Transfer Switch (ATS) > 100A | 0 | 0 | 0 | 0 | 0 | 0 | 0 | [7 empty] | 0 | 0
Main Bldg. | 0 | Manual Transfer Switch (MTS) > 100A | 0 | 0 | 0 | 0 | 0 | 0 | 0 | [7 empty] | 0 | 0
Main Bldg. | 0 | Variable Frequency Drives (VFD) < 50 HP | 0 | 0 | 0 | 0 | 0 | 0 | 0 | [7 empty] | 0 | 0
Main Bldg. | 0 | Variable Frequency Drives (VFD) 51-200 HP | 0 | 0 | 0 | 0 | 0 | 0 | 0 | [7 empty] | 0 | 0
Main Bldg. | 0 | Motors < 50 HP | 0 | 0 | 0 | 0 | 0 | 0 | 0 | [7 empty] | 0 | 0
Main Bldg. | 0 | Motors 51-200 HP | 0 | 0 | 0 | 0 | 0 | 0 | 0 | [7 empty] | 0 | 0
Main Bldg. | 0 | Motors 201-500 HP | 0 | 0 | 0 | 0 | 0 | 0 | 0 | [7 empty] | 0 | 0
Main Bldg. | 0 | Compressed Air Equipment | 0 | 0 | 0 | 0 | 0 | 0 | 0 | [7 empty] | 0 | 0
Main Bldg. | 0 | HVAC Equipment (Large) | 0 | 0 | 0 | 0 | 0 | 0 | 0 | [7 empty] | 0 | 0
Main Bldg. | 0 | HVAC Equipment (Small) | 0 | 0 | 0 | 0 | 0 | 0 | 0 | [7 empty] | 0 | 0
Main Bldg. | 0 | Uninterruptible Power Supply (UPS) < 50kVA | 0 | 0 | 0 | 0 | 0 | 0 | 0 | [7 empty] | 0 | 0
Main Bldg. | 0 | Uninterruptible Power Supply (UPS) > 50kVA | 0 | 0 | 0 | 0 | 0 | 0 | 0 | [7 empty] | 0 | 0
Main Bldg. | 0 | Switchgear - Incoming Main Service (Per Section) | 0 | 0 | 0 | 0 | 0 | 0 | 0 | 0 | 0 |  |  | 0 |  |  | 0 | 0
Main Bldg. | 0 | Switchgear Insulated Case Breakers (Bus Mounted) | 0 | 0 | 0 | 0 | 0 | 0 | 0 | 0 | [6 empty] | 0 | 0
Main Bldg. | 0 | SwitchGear Drawout Breakers | 0 | 0 | 0 | 0 | 0 | 0 | 0 |  | 0 | [5 empty] | 0 | 0
Main Bldg. | 0 | Distribution Switchboard Multi Cover (Per Section) | 0 | 0 | 0 | 0 | 0 | 0 | 0 | 0 |  |  |  | 0 |  |  | 0 | 0
Main Bldg. | 0 | Switchboard Disconnects | 0 | 0 | 0 | 0 | 0 | 0 | 0 | [7 empty] | 0 | 0
Main Bldg. | 0 | Switchboard Molded Case Breakers | 0 | 0 | 0 | 0 | 0 | 0 | 0 | 0 | [6 empty] | 0 | 0
Main Bldg. | 0 | Panelboard-Single Cover > 400A (Distribution Panel) | 0 | 0 | 0 | 0 | 0 | 0 | 0 | 0 |  |  |  | 0 |  |  | 0 | 0
Main Bldg. | 0 | Panelboard-Single Cover < 400A (Branch Ckt Panel) | 0 | 0 | 0 | 0 | 0 | 0 | 0 |  |  |  |  | 0 |  |  | 0 | 0
Main Bldg. | 0 | Motor Control Center (MCC-Per Vertical Section) | 0 | 0 | 0 | 0 | 0 | 0 | 0 |  |  |  |  | 0 |  |  | 0 | 0
Main Bldg. | 0 | MCC: Combination Motor Starters | 0 | 0 | 0 | 0 | 0 | 0 | 0 | 0 |  |  |  | 0 |  |  | 0 | 0
Main Bldg. | 0 | MCC: Molded Case Breaker | 0 | 0 | 0 | 0 | 0 | 0 | 0 | 0 | [6 empty] | 0 | 0
Main Bldg. | 0 | MCC: Individual Disconnect Switch | 0 | 0 | 0 | 0 | 0 | 0 | 0 | [7 empty] | 0 | 0
Main Bldg. | 0 | Motor Control Panel (MCP) | 0 | 0 | 0 | 0 | 0 | 0 | 0 |  |  |  |  | 0 |  |  | 0 | 0
Main Bldg. | 0 | VFD Motor Control Panel (VFD-MCP) | 0 | 0 | 0 | 0 | 0 | 0 | 0 |  |  |  |  | 0 |  |  | 0 | 0
Main Bldg. | 0 | Individual Disconnect Switch > 100A | 0 | 0 | 0 | 0 | 0 | 0 | 0 | 0 | [6 empty] | 0 | 0
Main Bldg. | 0 | Individual Molded Case Breaker > 100A | 0 | 0 | 0 | 0 | 0 | 0 | 0 | 0 | [6 empty] | 0 | 0
Main Bldg. | 0 | Individual Combination Motor Starter > 100A | 0 | 0 | 0 | 0 | 0 | 0 | 0 | 0 | [6 empty] | 0 | 0
Main Bldg. | 0 | Oil Filled Transformer - 5kV-15kV Primary - Any Size (Pad Mounted) | 0 | 0 | 0 | 0 | 0 | 0 | 0 |  |  | 0 | 0 |  | 0 |  | 0 | 0
Main Bldg. | 0 | Oil Filled Transformer - > 15kV Primary (Substation Class) | 0 | 0 | 0 | 0 | 0 | 0 | 0 |  |  | 0 | 0 |  | 0 |  | 0 | 0
Main Bldg. | 0 | Dry Type Transformer - < 480V Primary - Any Size kVA | 0 | 0 | 0 | 0 | 0 | 0 | 0 |  |  | 0 | 0 |  |  |  | 0 | 0
Main Bldg. | 0 | Power Factor Correction Capacitors | 0 | 0 | 0 | 0 | 0 | 0 | 0 | [7 empty] | 0 | 0
Main Bldg. | 0 | Lighting Contactor > 100A | 0 | 0 | 0 | 0 | 0 | 0 | 0 | [7 empty] | 0 | 0
Main Bldg. | 0 | Power Distribution Unit (PDU) | 0 | 0 | 0 | 0 | 0 | 0 | 0 | [7 empty] | 0 | 0
Main Bldg. | 0 | Wire Trough, Gutter, or Large Junction Boxes | 0 | 0 | 0 | 0 | 0 | 0 | 0 | [7 empty] | 0 | 0
Main Bldg. | 0 | Bus Duct - Vertical or Horizontal (Per 10' section) | 0 | 0 | 0 | 0 | 0 | 0 | 0 | [7 empty] | 0 | 0
Main Bldg. | 0 | Automatic Transfer Switch (ATS) > 100A | 0 | 0 | 0 | 0 | 0 | 0 | 0 | [7 empty] | 0 | 0
Main Bldg. | 0 | Manual Transfer Switch (MTS) > 100A | 0 | 0 | 0 | 0 | 0 | 0 | 0 | [7 empty] | 0 | 0
Main Bldg. | 0 | Variable Frequency Drives (VFD) < 50 HP | 0 | 0 | 0 | 0 | 0 | 0 | 0 | [7 empty] | 0 | 0
Main Bldg. | 0 | Variable Frequency Drives (VFD) 51-200 HP | 0 | 0 | 0 | 0 | 0 | 0 | 0 | [7 empty] | 0 | 0
Main Bldg. | 0 | Motors < 50 HP | 0 | 0 | 0 | 0 | 0 | 0 | 0 | [7 empty] | 0 | 0
Main Bldg. | 0 | Motors 51-200 HP | 0 | 0 | 0 | 0 | 0 | 0 | 0 | [7 empty] | 0 | 0
Main Bldg. | 0 | Motors 201-500 HP | 0 | 0 | 0 | 0 | 0 | 0 | 0 | [7 empty] | 0 | 0
Main Bldg. | 0 | Compressed Air Equipment | 0 | 0 | 0 | 0 | 0 | 0 | 0 | [7 empty] | 0 | 0
Main Bldg. | 0 | HVAC Equipment (Large) | 0 | 0 | 0 | 0 | 0 | 0 | 0 | [7 empty] | 0 | 0
Main Bldg. | 0 | HVAC Equipment (Small) | 0 | 0 | 0 | 0 | 0 | 0 | 0 | [7 empty] | 0 | 0
Main Bldg. | 0 | Uninterruptible Power Supply (UPS) < 50kVA | 0 | 0 | 0 | 0 | 0 | 0 | 0 | [7 empty] | 0 | 0
Main Bldg. | 0 | Uninterruptible Power Supply (UPS) > 50kVA | 0 | 0 | 0 | 0 | 0 | 0 | 0 | [7 empty] | 0 | 0
Main Bldg. | 0 | Switchgear - Incoming Main Service (Per Section) | 0 | 0 | 0 | 0 | 0 | 0 | 0 | 0 | 0 |  |  | 0 |  |  | 0 | 0
Main Bldg. | 0 | Switchgear Insulated Case Breakers (Bus Mounted) | 0 | 0 | 0 | 0 | 0 | 0 | 0 | 0 | [6 empty] | 0 | 0
Main Bldg. | 0 | SwitchGear Drawout Breakers | 0 | 0 | 0 | 0 | 0 | 0 | 0 |  | 0 | [5 empty] | 0 | 0
Main Bldg. | 0 | Distribution Switchboard Multi Cover (Per Section) | 0 | 0 | 0 | 0 | 0 | 0 | 0 | 0 |  |  |  | 0 |  |  | 0 | 0
Main Bldg. | 0 | Switchboard Disconnects | 0 | 0 | 0 | 0 | 0 | 0 | 0 | [7 empty] | 0 | 0
Main Bldg. | 0 | Switchboard Molded Case Breakers | 0 | 0 | 0 | 0 | 0 | 0 | 0 | 0 | [6 empty] | 0 | 0
Main Bldg. | 0 | Panelboard-Single Cover > 400A (Distribution Panel) | 0 | 0 | 0 | 0 | 0 | 0 | 0 | 0 |  |  |  | 0 |  |  | 0 | 0
Main Bldg. | 0 | Panelboard-Single Cover < 400A (Branch Ckt Panel) | 0 | 0 | 0 | 0 | 0 | 0 | 0 |  |  |  |  | 0 |  |  | 0 | 0
Main Bldg. | 0 | Motor Control Center (MCC-Per Vertical Section) | 0 | 0 | 0 | 0 | 0 | 0 | 0 |  |  |  |  | 0 |  |  | 0 | 0
Main Bldg. | 0 | MCC: Combination Motor Starters | 0 | 0 | 0 | 0 | 0 | 0 | 0 | 0 |  |  |  | 0 |  |  | 0 | 0
Main Bldg. | 0 | MCC: Molded Case Breaker | 0 | 0 | 0 | 0 | 0 | 0 | 0 | 0 | [6 empty] | 0 | 0
Main Bldg. | 0 | MCC: Individual Disconnect Switch | 0 | 0 | 0 | 0 | 0 | 0 | 0 | [7 empty] | 0 | 0
Main Bldg. | 0 | Motor Control Panel (MCP) | 0 | 0 | 0 | 0 | 0 | 0 | 0 |  |  |  |  | 0 |  |  | 0 | 0
Main Bldg. | 0 | VFD Motor Control Panel (VFD-MCP) | 0 | 0 | 0 | 0 | 0 | 0 | 0 |  |  |  |  | 0 |  |  | 0 | 0
Main Bldg. | 0 | Individual Disconnect Switch > 100A | 0 | 0 | 0 | 0 | 0 | 0 | 0 | 0 | [6 empty] | 0 | 0
Main Bldg. | 0 | Individual Molded Case Breaker > 100A | 0 | 0 | 0 | 0 | 0 | 0 | 0 | 0 | [6 empty] | 0 | 0
Main Bldg. | 0 | Individual Combination Motor Starter > 100A | 0 | 0 | 0 | 0 | 0 | 0 | 0 | 0 | [6 empty] | 0 | 0
Main Bldg. | 0 | Oil Filled Transformer - 5kV-15kV Primary - Any Size (Pad Mounted) | 0 | 0 | 0 | 0 | 0 | 0 | 0 |  |  | 0 | 0 |  | 0 |  | 0 | 0
Main Bldg. | 0 | Oil Filled Transformer - > 15kV Primary (Substation Class) | 0 | 0 | 0 | 0 | 0 | 0 | 0 |  |  | 0 | 0 |  | 0 |  | 0 | 0
Main Bldg. | 0 | Dry Type Transformer - < 480V Primary - Any Size kVA | 0 | 0 | 0 | 0 | 0 | 0 | 0 |  |  | 0 | 0 |  |  |  | 0 | 0
Main Bldg. | 0 | Power Factor Correction Capacitors | 0 | 0 | 0 | 0 | 0 | 0 | 0 | [7 empty] | 0 | 0
Main Bldg. | 0 | Lighting Contactor > 100A | 0 | 0 | 0 | 0 | 0 | 0 | 0 | [7 empty] | 0 | 0
Main Bldg. | 0 | Power Distribution Unit (PDU) | 0 | 0 | 0 | 0 | 0 | 0 | 0 | [7 empty] | 0 | 0
Main Bldg. | 0 | Wire Trough, Gutter, or Large Junction Boxes | 0 | 0 | 0 | 0 | 0 | 0 | 0 | [7 empty] | 0 | 0
Main Bldg. | 0 | Bus Duct - Vertical or Horizontal (Per 10' section) | 0 | 0 | 0 | 0 | 0 | 0 | 0 | [7 empty] | 0 | 0
Main Bldg. | 0 | Automatic Transfer Switch (ATS) > 100A | 0 | 0 | 0 | 0 | 0 | 0 | 0 | [7 empty] | 0 | 0
Main Bldg. | 0 | Manual Transfer Switch (MTS) > 100A | 0 | 0 | 0 | 0 | 0 | 0 | 0 | [7 empty] | 0 | 0
Main Bldg. | 0 | Variable Frequency Drives (VFD) < 50 HP | 0 | 0 | 0 | 0 | 0 | 0 | 0 | [7 empty] | 0 | 0
Main Bldg. | 0 | Variable Frequency Drives (VFD) 51-200 HP | 0 | 0 | 0 | 0 | 0 | 0 | 0 | [7 empty] | 0 | 0
Main Bldg. | 0 | Motors < 50 HP | 0 | 0 | 0 | 0 | 0 | 0 | 0 | [7 empty] | 0 | 0
Main Bldg. | 0 | Motors 51-200 HP | 0 | 0 | 0 | 0 | 0 | 0 | 0 | [7 empty] | 0 | 0
Main Bldg. | 0 | Motors 201-500 HP | 0 | 0 | 0 | 0 | 0 | 0 | 0 | [7 empty] | 0 | 0
Main Bldg. | 0 | Compressed Air Equipment | 0 | 0 | 0 | 0 | 0 | 0 | 0 | [7 empty] | 0 | 0
Main Bldg. | 0 | HVAC Equipment (Large) | 0 | 0 | 0 | 0 | 0 | 0 | 0 | [7 empty] | 0 | 0
Main Bldg. | 0 | HVAC Equipment (Small) | 0 | 0 | 0 | 0 | 0 | 0 | 0 | [7 empty] | 0 | 0
Main Bldg. | 0 | Uninterruptible Power Supply (UPS) < 50kVA | 0 | 0 | 0 | 0 | 0 | 0 | 0 | [7 empty] | 0 | 0
Main Bldg. | 0 | Uninterruptible Power Supply (UPS) > 50kVA | 0 | 0 | 0 | 0 | 0 | 0 | 0 | [7 empty] | 0 | 0
Main Bldg. | 0 | Switchgear - Incoming Main Service (Per Section) | 0 | 0 | 0 | 0 | 0 | 0 | 0 | 0 | 0 |  |  | 0 |  |  | 0 | 0
Main Bldg. | 0 | Switchgear Insulated Case Breakers (Bus Mounted) | 0 | 0 | 0 | 0 | 0 | 0 | 0 | 0 | [6 empty] | 0 | 0
Main Bldg. | 0 | SwitchGear Drawout Breakers | 0 | 0 | 0 | 0 | 0 | 0 | 0 |  | 0 | [5 empty] | 0 | 0
Main Bldg. | 0 | Distribution Switchboard Multi Cover (Per Section) | 0 | 0 | 0 | 0 | 0 | 0 | 0 | 0 |  |  |  | 0 |  |  | 0 | 0
Main Bldg. | 0 | Switchboard Disconnects | 0 | 0 | 0 | 0 | 0 | 0 | 0 | [7 empty] | 0 | 0
Main Bldg. | 0 | Switchboard Molded Case Breakers | 0 | 0 | 0 | 0 | 0 | 0 | 0 | 0 | [6 empty] | 0 | 0
Main Bldg. | 0 | Panelboard-Single Cover > 400A (Distribution Panel) | 0 | 0 | 0 | 0 | 0 | 0 | 0 | 0 |  |  |  | 0 |  |  | 0 | 0
Main Bldg. | 0 | Panelboard-Single Cover < 400A (Branch Ckt Panel) | 0 | 0 | 0 | 0 | 0 | 0 | 0 |  |  |  |  | 0 |  |  | 0 | 0
Main Bldg. | 0 | Motor Control Center (MCC-Per Vertical Section) | 0 | 0 | 0 | 0 | 0 | 0 | 0 |  |  |  |  | 0 |  |  | 0 | 0
Main Bldg. | 0 | MCC: Combination Motor Starters | 0 | 0 | 0 | 0 | 0 | 0 | 0 | 0 |  |  |  | 0 |  |  | 0 | 0
Main Bldg. | 0 | MCC: Molded Case Breaker | 0 | 0 | 0 | 0 | 0 | 0 | 0 | 0 | [6 empty] | 0 | 0
Main Bldg. | 0 | MCC: Individual Disconnect Switch | 0 | 0 | 0 | 0 | 0 | 0 | 0 | [7 empty] | 0 | 0
Main Bldg. | 0 | Motor Control Panel (MCP) | 0 | 0 | 0 | 0 | 0 | 0 | 0 |  |  |  |  | 0 |  |  | 0 | 0
Main Bldg. | 0 | VFD Motor Control Panel (VFD-MCP) | 0 | 0 | 0 | 0 | 0 | 0 | 0 |  |  |  |  | 0 |  |  | 0 | 0
Main Bldg. | 0 | Individual Disconnect Switch > 100A | 0 | 0 | 0 | 0 | 0 | 0 | 0 | 0 | [6 empty] | 0 | 0
Main Bldg. | 0 | Individual Molded Case Breaker > 100A | 0 | 0 | 0 | 0 | 0 | 0 | 0 | 0 | [6 empty] | 0 | 0
Main Bldg. | 0 | Individual Combination Motor Starter > 100A | 0 | 0 | 0 | 0 | 0 | 0 | 0 | 0 | [6 empty] | 0 | 0
Main Bldg. | 0 | Oil Filled Transformer - 5kV-15kV Primary - Any Size (Pad Mounted) | 0 | 0 | 0 | 0 | 0 | 0 | 0 |  |  | 0 | 0 |  | 0 |  | 0 | 0
Main Bldg. | 0 | Oil Filled Transformer - > 15kV Primary (Substation Class) | 0 | 0 | 0 | 0 | 0 | 0 | 0 |  |  | 0 | 0 |  | 0 |  | 0 | 0
Main Bldg. | 0 | Dry Type Transformer - < 480V Primary - Any Size kVA | 0 | 0 | 0 | 0 | 0 | 0 | 0 |  |  | 0 | 0 |  |  |  | 0 | 0
Main Bldg. | 0 | Power Factor Correction Capacitors | 0 | 0 | 0 | 0 | 0 | 0 | 0 | [7 empty] | 0 | 0
Main Bldg. | 0 | Lighting Contactor > 100A | 0 | 0 | 0 | 0 | 0 | 0 | 0 | [7 empty] | 0 | 0
Main Bldg. | 0 | Power Distribution Unit (PDU) | 0 | 0 | 0 | 0 | 0 | 0 | 0 | [7 empty] | 0 | 0
Main Bldg. | 0 | Wire Trough, Gutter, or Large Junction Boxes | 0 | 0 | 0 | 0 | 0 | 0 | 0 | [7 empty] | 0 | 0
Main Bldg. | 0 | Bus Duct - Vertical or Horizontal (Per 10' section) | 0 | 0 | 0 | 0 | 0 | 0 | 0 | [7 empty] | 0 | 0
Main Bldg. | 0 | Automatic Transfer Switch (ATS) > 100A | 0 | 0 | 0 | 0 | 0 | 0 | 0 | [7 empty] | 0 | 0
Main Bldg. | 0 | Manual Transfer Switch (MTS) > 100A | 0 | 0 | 0 | 0 | 0 | 0 | 0 | [7 empty] | 0 | 0
Main Bldg. | 0 | Variable Frequency Drives (VFD) < 50 HP | 0 | 0 | 0 | 0 | 0 | 0 | 0 | [7 empty] | 0 | 0
Main Bldg. | 0 | Variable Frequency Drives (VFD) 51-200 HP | 0 | 0 | 0 | 0 | 0 | 0 | 0 | [7 empty] | 0 | 0
Main Bldg. | 0 | Motors < 50 HP | 0 | 0 | 0 | 0 | 0 | 0 | 0 | [7 empty] | 0 | 0
Main Bldg. | 0 | Motors 51-200 HP | 0 | 0 | 0 | 0 | 0 | 0 | 0 | [7 empty] | 0 | 0
Main Bldg. | 0 | Motors 201-500 HP | 0 | 0 | 0 | 0 | 0 | 0 | 0 | [7 empty] | 0 | 0
Main Bldg. | 0 | Compressed Air Equipment | 0 | 0 | 0 | 0 | 0 | 0 | 0 | [7 empty] | 0 | 0
Main Bldg. | 0 | HVAC Equipment (Large) | 0 | 0 | 0 | 0 | 0 | 0 | 0 | [7 empty] | 0 | 0
Main Bldg. | 0 | HVAC Equipment (Small) | 0 | 0 | 0 | 0 | 0 | 0 | 0 | [7 empty] | 0 | 0
Main Bldg. | 0 | Uninterruptible Power Supply (UPS) < 50kVA | 0 | 0 | 0 | 0 | 0 | 0 | 0 | [7 empty] | 0 | 0
Main Bldg. | 0 | Uninterruptible Power Supply (UPS) > 50kVA | 0 | 0 | 0 | 0 | 0 | 0 | 0 | [7 empty] | 0 | 0
Main Bldg. | 0 | Switchgear - Incoming Main Service (Per Section) | 0 | 0 | 0 | 0 | 0 | 0 | 0 | 0 | 0 |  |  | 0 |  |  | 0 | 0
Main Bldg. | 0 | Switchgear Insulated Case Breakers (Bus Mounted) | 0 | 0 | 0 | 0 | 0 | 0 | 0 | 0 | [6 empty] | 0 | 0
Main Bldg. | 0 | SwitchGear Drawout Breakers | 0 | 0 | 0 | 0 | 0 | 0 | 0 |  | 0 | [5 empty] | 0 | 0
Main Bldg. | 0 | Distribution Switchboard Multi Cover (Per Section) | 0 | 0 | 0 | 0 | 0 | 0 | 0 | 0 |  |  |  | 0 |  |  | 0 | 0
Main Bldg. | 0 | Switchboard Disconnects | 0 | 0 | 0 | 0 | 0 | 0 | 0 | [7 empty] | 0 | 0
Main Bldg. | 0 | Switchboard Molded Case Breakers | 0 | 0 | 0 | 0 | 0 | 0 | 0 | 0 | [6 empty] | 0 | 0
Main Bldg. | 0 | Panelboard-Single Cover > 400A (Distribution Panel) | 0 | 0 | 0 | 0 | 0 | 0 | 0 | 0 |  |  |  | 0 |  |  | 0 | 0
Main Bldg. | 0 | Panelboard-Single Cover < 400A (Branch Ckt Panel) | 0 | 0 | 0 | 0 | 0 | 0 | 0 |  |  |  |  | 0 |  |  | 0 | 0
Main Bldg. | 0 | Motor Control Center (MCC-Per Vertical Section) | 0 | 0 | 0 | 0 | 0 | 0 | 0 |  |  |  |  | 0 |  |  | 0 | 0
Main Bldg. | 0 | MCC: Combination Motor Starters | 0 | 0 | 0 | 0 | 0 | 0 | 0 | 0 |  |  |  | 0 |  |  | 0 | 0
Main Bldg. | 0 | MCC: Molded Case Breaker | 0 | 0 | 0 | 0 | 0 | 0 | 0 | 0 | [6 empty] | 0 | 0
Main Bldg. | 0 | MCC: Individual Disconnect Switch | 0 | 0 | 0 | 0 | 0 | 0 | 0 | [7 empty] | 0 | 0
Main Bldg. | 0 | Motor Control Panel (MCP) | 0 | 0 | 0 | 0 | 0 | 0 | 0 |  |  |  |  | 0 |  |  | 0 | 0
Main Bldg. | 0 | VFD Motor Control Panel (VFD-MCP) | 0 | 0 | 0 | 0 | 0 | 0 | 0 |  |  |  |  | 0 |  |  | 0 | 0
Main Bldg. | 0 | Individual Disconnect Switch > 100A | 0 | 0 | 0 | 0 | 0 | 0 | 0 | 0 | [6 empty] | 0 | 0
Main Bldg. | 0 | Individual Molded Case Breaker > 100A | 0 | 0 | 0 | 0 | 0 | 0 | 0 | 0 | [6 empty] | 0 | 0
Main Bldg. | 0 | Individual Combination Motor Starter > 100A | 0 | 0 | 0 | 0 | 0 | 0 | 0 | 0 | [6 empty] | 0 | 0
Main Bldg. | 0 | Oil Filled Transformer - 5kV-15kV Primary - Any Size (Pad Mounted) | 0 | 0 | 0 | 0 | 0 | 0 | 0 |  |  | 0 | 0 |  | 0 |  | 0 | 0
Main Bldg. | 0 | Oil Filled Transformer - > 15kV Primary (Substation Class) | 0 | 0 | 0 | 0 | 0 | 0 | 0 |  |  | 0 | 0 |  | 0 |  | 0 | 0
Main Bldg. | 0 | Dry Type Transformer - < 480V Primary - Any Size kVA | 0 | 0 | 0 | 0 | 0 | 0 | 0 |  |  | 0 | 0 |  |  |  | 0 | 0
Main Bldg. | 0 | Power Factor Correction Capacitors | 0 | 0 | 0 | 0 | 0 | 0 | 0 | [7 empty] | 0 | 0
Main Bldg. | 0 | Lighting Contactor > 100A | 0 | 0 | 0 | 0 | 0 | 0 | 0 | [7 empty] | 0 | 0
Main Bldg. | 0 | Power Distribution Unit (PDU) | 0 | 0 | 0 | 0 | 0 | 0 | 0 | [7 empty] | 0 | 0
Main Bldg. | 0 | Wire Trough, Gutter, or Large Junction Boxes | 0 | 0 | 0 | 0 | 0 | 0 | 0 | [7 empty] | 0 | 0
Main Bldg. | 0 | Bus Duct - Vertical or Horizontal (Per 10' section) | 0 | 0 | 0 | 0 | 0 | 0 | 0 | [7 empty] | 0 | 0
Main Bldg. | 0 | Automatic Transfer Switch (ATS) > 100A | 0 | 0 | 0 | 0 | 0 | 0 | 0 | [7 empty] | 0 | 0
Main Bldg. | 0 | Manual Transfer Switch (MTS) > 100A | 0 | 0 | 0 | 0 | 0 | 0 | 0 | [7 empty] | 0 | 0
Main Bldg. | 0 | Variable Frequency Drives (VFD) < 50 HP | 0 | 0 | 0 | 0 | 0 | 0 | 0 | [7 empty] | 0 | 0
Main Bldg. | 0 | Variable Frequency Drives (VFD) 51-200 HP | 0 | 0 | 0 | 0 | 0 | 0 | 0 | [7 empty] | 0 | 0
Main Bldg. | 0 | Motors < 50 HP | 0 | 0 | 0 | 0 | 0 | 0 | 0 | [7 empty] | 0 | 0
Main Bldg. | 0 | Motors 51-200 HP | 0 | 0 | 0 | 0 | 0 | 0 | 0 | [7 empty] | 0 | 0
Main Bldg. | 0 | Motors 201-500 HP | 0 | 0 | 0 | 0 | 0 | 0 | 0 | [7 empty] | 0 | 0
Main Bldg. | 0 | Compressed Air Equipment | 0 | 0 | 0 | 0 | 0 | 0 | 0 | [7 empty] | 0 | 0
Main Bldg. | 0 | HVAC Equipment (Large) | 0 | 0 | 0 | 0 | 0 | 0 | 0 | [7 empty] | 0 | 0
Main Bldg. | 0 | HVAC Equipment (Small) | 0 | 0 | 0 | 0 | 0 | 0 | 0 | [7 empty] | 0 | 0
Main Bldg. | 0 | Uninterruptible Power Supply (UPS) < 50kVA | 0 | 0 | 0 | 0 | 0 | 0 | 0 | [7 empty] | 0 | 0
Main Bldg. | 0 | Uninterruptible Power Supply (UPS) > 50kVA | 0 | 0 | 0 | 0 | 0 | 0 | 0 | [7 empty] | 0 | 0
Main Bldg. | 0 | Switchgear - Incoming Main Service (Per Section) | 0 | 0 | 0 | 0 | 0 | 0 | 0 | 0 | 0 |  |  | 0 |  |  | 0 | 0
Main Bldg. | 0 | Switchgear Insulated Case Breakers (Bus Mounted) | 0 | 0 | 0 | 0 | 0 | 0 | 0 | 0 | [6 empty] | 0 | 0
Main Bldg. | 0 | SwitchGear Drawout Breakers | 0 | 0 | 0 | 0 | 0 | 0 | 0 |  | 0 | [5 empty] | 0 | 0
Main Bldg. | 0 | Distribution Switchboard Multi Cover (Per Section) | 0 | 0 | 0 | 0 | 0 | 0 | 0 | 0 |  |  |  | 0 |  |  | 0 | 0
Main Bldg. | 0 | Switchboard Disconnects | 0 | 0 | 0 | 0 | 0 | 0 | 0 | [7 empty] | 0 | 0
Main Bldg. | 0 | Switchboard Molded Case Breakers | 0 | 0 | 0 | 0 | 0 | 0 | 0 | 0 | [6 empty] | 0 | 0
Main Bldg. | 0 | Panelboard-Single Cover > 400A (Distribution Panel) | 0 | 0 | 0 | 0 | 0 | 0 | 0 | 0 |  |  |  | 0 |  |  | 0 | 0
Main Bldg. | 0 | Panelboard-Single Cover < 400A (Branch Ckt Panel) | 0 | 0 | 0 | 0 | 0 | 0 | 0 |  |  |  |  | 0 |  |  | 0 | 0
Main Bldg. | 0 | Motor Control Center (MCC-Per Vertical Section) | 0 | 0 | 0 | 0 | 0 | 0 | 0 |  |  |  |  | 0 |  |  | 0 | 0
Main Bldg. | 0 | MCC: Combination Motor Starters | 0 | 0 | 0 | 0 | 0 | 0 | 0 | 0 |  |  |  | 0 |  |  | 0 | 0
Main Bldg. | 0 | MCC: Molded Case Breaker | 0 | 0 | 0 | 0 | 0 | 0 | 0 | 0 | [6 empty] | 0 | 0
Main Bldg. | 0 | MCC: Individual Disconnect Switch | 0 | 0 | 0 | 0 | 0 | 0 | 0 | [7 empty] | 0 | 0
Main Bldg. | 0 | Motor Control Panel (MCP) | 0 | 0 | 0 | 0 | 0 | 0 | 0 |  |  |  |  | 0 |  |  | 0 | 0
Main Bldg. | 0 | VFD Motor Control Panel (VFD-MCP) | 0 | 0 | 0 | 0 | 0 | 0 | 0 |  |  |  |  | 0 |  |  | 0 | 0
Main Bldg. | 0 | Individual Disconnect Switch > 100A | 0 | 0 | 0 | 0 | 0 | 0 | 0 | 0 | [6 empty] | 0 | 0
Main Bldg. | 0 | Individual Molded Case Breaker > 100A | 0 | 0 | 0 | 0 | 0 | 0 | 0 | 0 | [6 empty] | 0 | 0
Main Bldg. | 0 | Individual Combination Motor Starter > 100A | 0 | 0 | 0 | 0 | 0 | 0 | 0 | 0 | [6 empty] | 0 | 0
Main Bldg. | 0 | Oil Filled Transformer - 5kV-15kV Primary - Any Size (Pad Mounted) | 0 | 0 | 0 | 0 | 0 | 0 | 0 |  |  | 0 | 0 |  | 0 |  | 0 | 0
Main Bldg. | 0 | Oil Filled Transformer - > 15kV Primary (Substation Class) | 0 | 0 | 0 | 0 | 0 | 0 | 0 |  |  | 0 | 0 |  | 0 |  | 0 | 0
Main Bldg. | 0 | Dry Type Transformer - < 480V Primary - Any Size kVA | 0 | 0 | 0 | 0 | 0 | 0 | 0 |  |  | 0 | 0 |  |  |  | 0 | 0
Main Bldg. | 0 | Power Factor Correction Capacitors | 0 | 0 | 0 | 0 | 0 | 0 | 0 | [7 empty] | 0 | 0
Main Bldg. | 0 | Lighting Contactor > 100A | 0 | 0 | 0 | 0 | 0 | 0 | 0 | [7 empty] | 0 | 0
Main Bldg. | 0 | Power Distribution Unit (PDU) | 0 | 0 | 0 | 0 | 0 | 0 | 0 | [7 empty] | 0 | 0
Main Bldg. | 0 | Wire Trough, Gutter, or Large Junction Boxes | 0 | 0 | 0 | 0 | 0 | 0 | 0 | [7 empty] | 0 | 0
Main Bldg. | 0 | Bus Duct - Vertical or Horizontal (Per 10' section) | 0 | 0 | 0 | 0 | 0 | 0 | 0 | [7 empty] | 0 | 0
Main Bldg. | 0 | Automatic Transfer Switch (ATS) > 100A | 0 | 0 | 0 | 0 | 0 | 0 | 0 | [7 empty] | 0 | 0
Main Bldg. | 0 | Manual Transfer Switch (MTS) > 100A | 0 | 0 | 0 | 0 | 0 | 0 | 0 | [7 empty] | 0 | 0
Main Bldg. | 0 | Variable Frequency Drives (VFD) < 50 HP | 0 | 0 | 0 | 0 | 0 | 0 | 0 | [7 empty] | 0 | 0
Main Bldg. | 0 | Variable Frequency Drives (VFD) 51-200 HP | 0 | 0 | 0 | 0 | 0 | 0 | 0 | [7 empty] | 0 | 0
Main Bldg. | 0 | Motors < 50 HP | 0 | 0 | 0 | 0 | 0 | 0 | 0 | [7 empty] | 0 | 0
Main Bldg. | 0 | Motors 51-200 HP | 0 | 0 | 0 | 0 | 0 | 0 | 0 | [7 empty] | 0 | 0
Main Bldg. | 0 | Motors 201-500 HP | 0 | 0 | 0 | 0 | 0 | 0 | 0 | [7 empty] | 0 | 0
Main Bldg. | 0 | Compressed Air Equipment | 0 | 0 | 0 | 0 | 0 | 0 | 0 | [7 empty] | 0 | 0
Main Bldg. | 0 | HVAC Equipment (Large) | 0 | 0 | 0 | 0 | 0 | 0 | 0 | [7 empty] | 0 | 0
Main Bldg. | 0 | HVAC Equipment (Small) | 0 | 0 | 0 | 0 | 0 | 0 | 0 | [7 empty] | 0 | 0
Main Bldg. | 0 | Uninterruptible Power Supply (UPS) < 50kVA | 0 | 0 | 0 | 0 | 0 | 0 | 0 | [7 empty] | 0 | 0
Main Bldg. | 0 | Uninterruptible Power Supply (UPS) > 50kVA | 0 | 0 | 0 | 0 | 0 | 0 | 0 | [7 empty] | 0 | 0
Main Bldg. | 0 | Switchgear - Incoming Main Service (Per Section) | 0 | 0 | 0 | 0 | 0 | 0 | 0 | 0 | 0 |  |  | 0 |  |  | 0 | 0
Main Bldg. | 0 | Switchgear Insulated Case Breakers (Bus Mounted) | 0 | 0 | 0 | 0 | 0 | 0 | 0 | 0 | [6 empty] | 0 | 0
Main Bldg. | 0 | SwitchGear Drawout Breakers | 0 | 0 | 0 | 0 | 0 | 0 | 0 |  | 0 | [5 empty] | 0 | 0
Main Bldg. | 0 | Distribution Switchboard Multi Cover (Per Section) | 0 | 0 | 0 | 0 | 0 | 0 | 0 | 0 |  |  |  | 0 |  |  | 0 | 0
Main Bldg. | 0 | Switchboard Disconnects | 0 | 0 | 0 | 0 | 0 | 0 | 0 | [7 empty] | 0 | 0
Main Bldg. | 0 | Switchboard Molded Case Breakers | 0 | 0 | 0 | 0 | 0 | 0 | 0 | 0 | [6 empty] | 0 | 0
Main Bldg. | 0 | Panelboard-Single Cover > 400A (Distribution Panel) | 0 | 0 | 0 | 0 | 0 | 0 | 0 | 0 |  |  |  | 0 |  |  | 0 | 0
Main Bldg. | 0 | Panelboard-Single Cover < 400A (Branch Ckt Panel) | 0 | 0 | 0 | 0 | 0 | 0 | 0 |  |  |  |  | 0 |  |  | 0 | 0
Main Bldg. | 0 | Motor Control Center (MCC-Per Vertical Section) | 0 | 0 | 0 | 0 | 0 | 0 | 0 |  |  |  |  | 0 |  |  | 0 | 0
Main Bldg. | 0 | MCC: Combination Motor Starters | 0 | 0 | 0 | 0 | 0 | 0 | 0 | 0 |  |  |  | 0 |  |  | 0 | 0
Main Bldg. | 0 | MCC: Molded Case Breaker | 0 | 0 | 0 | 0 | 0 | 0 | 0 | 0 | [6 empty] | 0 | 0
Main Bldg. | 0 | MCC: Individual Disconnect Switch | 0 | 0 | 0 | 0 | 0 | 0 | 0 | [7 empty] | 0 | 0
Main Bldg. | 0 | Motor Control Panel (MCP) | 0 | 0 | 0 | 0 | 0 | 0 | 0 |  |  |  |  | 0 |  |  | 0 | 0
Main Bldg. | 0 | VFD Motor Control Panel (VFD-MCP) | 0 | 0 | 0 | 0 | 0 | 0 | 0 |  |  |  |  | 0 |  |  | 0 | 0
Main Bldg. | 0 | Individual Disconnect Switch > 100A | 0 | 0 | 0 | 0 | 0 | 0 | 0 | 0 | [6 empty] | 0 | 0
Main Bldg. | 0 | Individual Molded Case Breaker > 100A | 0 | 0 | 0 | 0 | 0 | 0 | 0 | 0 | [6 empty] | 0 | 0
Main Bldg. | 0 | Individual Combination Motor Starter > 100A | 0 | 0 | 0 | 0 | 0 | 0 | 0 | 0 | [6 empty] | 0 | 0
Main Bldg. | 0 | Oil Filled Transformer - 5kV-15kV Primary - Any Size (Pad Mounted) | 0 | 0 | 0 | 0 | 0 | 0 | 0 |  |  | 0 | 0 |  | 0 |  | 0 | 0
Main Bldg. | 0 | Oil Filled Transformer - > 15kV Primary (Substation Class) | 0 | 0 | 0 | 0 | 0 | 0 | 0 |  |  | 0 | 0 |  | 0 |  | 0 | 0
Main Bldg. | 0 | Dry Type Transformer - < 480V Primary - Any Size kVA | 0 | 0 | 0 | 0 | 0 | 0 | 0 |  |  | 0 | 0 |  |  |  | 0 | 0
Main Bldg. | 0 | Power Factor Correction Capacitors | 0 | 0 | 0 | 0 | 0 | 0 | 0 | [7 empty] | 0 | 0
Main Bldg. | 0 | Lighting Contactor > 100A | 0 | 0 | 0 | 0 | 0 | 0 | 0 | [7 empty] | 0 | 0
Main Bldg. | 0 | Power Distribution Unit (PDU) | 0 | 0 | 0 | 0 | 0 | 0 | 0 | [7 empty] | 0 | 0
Main Bldg. | 0 | Wire Trough, Gutter, or Large Junction Boxes | 0 | 0 | 0 | 0 | 0 | 0 | 0 | [7 empty] | 0 | 0
Main Bldg. | 0 | Bus Duct - Vertical or Horizontal (Per 10' section) | 0 | 0 | 0 | 0 | 0 | 0 | 0 | [7 empty] | 0 | 0
Main Bldg. | 0 | Automatic Transfer Switch (ATS) > 100A | 0 | 0 | 0 | 0 | 0 | 0 | 0 | [7 empty] | 0 | 0
Main Bldg. | 0 | Manual Transfer Switch (MTS) > 100A | 0 | 0 | 0 | 0 | 0 | 0 | 0 | [7 empty] | 0 | 0
Main Bldg. | 0 | Variable Frequency Drives (VFD) < 50 HP | 0 | 0 | 0 | 0 | 0 | 0 | 0 | [7 empty] | 0 | 0
Main Bldg. | 0 | Variable Frequency Drives (VFD) 51-200 HP | 0 | 0 | 0 | 0 | 0 | 0 | 0 | [7 empty] | 0 | 0
Main Bldg. | 0 | Motors < 50 HP | 0 | 0 | 0 | 0 | 0 | 0 | 0 | [7 empty] | 0 | 0
Main Bldg. | 0 | Motors 51-200 HP | 0 | 0 | 0 | 0 | 0 | 0 | 0 | [7 empty] | 0 | 0
Main Bldg. | 0 | Motors 201-500 HP | 0 | 0 | 0 | 0 | 0 | 0 | 0 | [7 empty] | 0 | 0
Main Bldg. | 0 | Compressed Air Equipment | 0 | 0 | 0 | 0 | 0 | 0 | 0 | [7 empty] | 0 | 0
Main Bldg. | 0 | HVAC Equipment (Large) | 0 | 0 | 0 | 0 | 0 | 0 | 0 | [7 empty] | 0 | 0
Main Bldg. | 0 | HVAC Equipment (Small) | 0 | 0 | 0 | 0 | 0 | 0 | 0 | [7 empty] | 0 | 0
Main Bldg. | 0 | Uninterruptible Power Supply (UPS) < 50kVA | 0 | 0 | 0 | 0 | 0 | 0 | 0 | [7 empty] | 0 | 0
Main Bldg. | 0 | Uninterruptible Power Supply (UPS) > 50kVA | 0 | 0 | 0 | 0 | 0 | 0 | 0 | [7 empty] | 0 | 0
Main Bldg. | 0 | Switchgear - Incoming Main Service (Per Section) | 0 | 0 | 0 | 0 | 0 | 0 | 0 | 0 | 0 |  |  | 0 |  |  | 0 | 0
Main Bldg. | 0 | Switchgear Insulated Case Breakers (Bus Mounted) | 0 | 0 | 0 | 0 | 0 | 0 | 0 | 0 | [6 empty] | 0 | 0
Main Bldg. | 0 | SwitchGear Drawout Breakers | 0 | 0 | 0 | 0 | 0 | 0 | 0 |  | 0 | [5 empty] | 0 | 0
Main Bldg. | 0 | Distribution Switchboard Multi Cover (Per Section) | 0 | 0 | 0 | 0 | 0 | 0 | 0 | 0 |  |  |  | 0 |  |  | 0 | 0
Main Bldg. | 0 | Switchboard Disconnects | 0 | 0 | 0 | 0 | 0 | 0 | 0 | [7 empty] | 0 | 0
Main Bldg. | 0 | Switchboard Molded Case Breakers | 0 | 0 | 0 | 0 | 0 | 0 | 0 | 0 | [6 empty] | 0 | 0
Main Bldg. | 0 | Panelboard-Single Cover > 400A (Distribution Panel) | 0 | 0 | 0 | 0 | 0 | 0 | 0 | 0 |  |  |  | 0 |  |  | 0 | 0
Main Bldg. | 0 | Panelboard-Single Cover < 400A (Branch Ckt Panel) | 0 | 0 | 0 | 0 | 0 | 0 | 0 |  |  |  |  | 0 |  |  | 0 | 0
Main Bldg. | 0 | Motor Control Center (MCC-Per Vertical Section) | 0 | 0 | 0 | 0 | 0 | 0 | 0 |  |  |  |  | 0 |  |  | 0 | 0
Main Bldg. | 0 | MCC: Combination Motor Starters | 0 | 0 | 0 | 0 | 0 | 0 | 0 | 0 |  |  |  | 0 |  |  | 0 | 0
Main Bldg. | 0 | MCC: Molded Case Breaker | 0 | 0 | 0 | 0 | 0 | 0 | 0 | 0 | [6 empty] | 0 | 0
Main Bldg. | 0 | MCC: Individual Disconnect Switch | 0 | 0 | 0 | 0 | 0 | 0 | 0 | [7 empty] | 0 | 0
Main Bldg. | 0 | Motor Control Panel (MCP) | 0 | 0 | 0 | 0 | 0 | 0 | 0 |  |  |  |  | 0 |  |  | 0 | 0
Main Bldg. | 0 | VFD Motor Control Panel (VFD-MCP) | 0 | 0 | 0 | 0 | 0 | 0 | 0 |  |  |  |  | 0 |  |  | 0 | 0
Main Bldg. | 0 | Individual Disconnect Switch > 100A | 0 | 0 | 0 | 0 | 0 | 0 | 0 | 0 | [6 empty] | 0 | 0
Main Bldg. | 0 | Individual Molded Case Breaker > 100A | 0 | 0 | 0 | 0 | 0 | 0 | 0 | 0 | [6 empty] | 0 | 0
Main Bldg. | 0 | Individual Combination Motor Starter > 100A | 0 | 0 | 0 | 0 | 0 | 0 | 0 | 0 | [6 empty] | 0 | 0
Main Bldg. | 0 | Oil Filled Transformer - 5kV-15kV Primary - Any Size (Pad Mounted) | 0 | 0 | 0 | 0 | 0 | 0 | 0 |  |  | 0 | 0 |  | 0 |  | 0 | 0
Main Bldg. | 0 | Oil Filled Transformer - > 15kV Primary (Substation Class) | 0 | 0 | 0 | 0 | 0 | 0 | 0 |  |  | 0 | 0 |  | 0 |  | 0 | 0
Main Bldg. | 0 | Dry Type Transformer - < 480V Primary - Any Size kVA | 0 | 0 | 0 | 0 | 0 | 0 | 0 |  |  | 0 | 0 |  |  |  | 0 | 0
Main Bldg. | 0 | Power Factor Correction Capacitors | 0 | 0 | 0 | 0 | 0 | 0 | 0 | [7 empty] | 0 | 0
Main Bldg. | 0 | Lighting Contactor > 100A | 0 | 0 | 0 | 0 | 0 | 0 | 0 | [7 empty] | 0 | 0
Main Bldg. | 0 | Power Distribution Unit (PDU) | 0 | 0 | 0 | 0 | 0 | 0 | 0 | [7 empty] | 0 | 0
Main Bldg. | 0 | Wire Trough, Gutter, or Large Junction Boxes | 0 | 0 | 0 | 0 | 0 | 0 | 0 | [7 empty] | 0 | 0
Main Bldg. | 0 | Bus Duct - Vertical or Horizontal (Per 10' section) | 0 | 0 | 0 | 0 | 0 | 0 | 0 | [7 empty] | 0 | 0
Main Bldg. | 0 | Automatic Transfer Switch (ATS) > 100A | 0 | 0 | 0 | 0 | 0 | 0 | 0 | [7 empty] | 0 | 0
Main Bldg. | 0 | Manual Transfer Switch (MTS) > 100A | 0 | 0 | 0 | 0 | 0 | 0 | 0 | [7 empty] | 0 | 0
Main Bldg. | 0 | Variable Frequency Drives (VFD) < 50 HP | 0 | 0 | 0 | 0 | 0 | 0 | 0 | [7 empty] | 0 | 0
Main Bldg. | 0 | Variable Frequency Drives (VFD) 51-200 HP | 0 | 0 | 0 | 0 | 0 | 0 | 0 | [7 empty] | 0 | 0
Main Bldg. | 0 | Motors < 50 HP | 0 | 0 | 0 | 0 | 0 | 0 | 0 | [7 empty] | 0 | 0
Main Bldg. | 0 | Motors 51-200 HP | 0 | 0 | 0 | 0 | 0 | 0 | 0 | [7 empty] | 0 | 0
Main Bldg. | 0 | Motors 201-500 HP | 0 | 0 | 0 | 0 | 0 | 0 | 0 | [7 empty] | 0 | 0
Main Bldg. | 0 | Compressed Air Equipment | 0 | 0 | 0 | 0 | 0 | 0 | 0 | [7 empty] | 0 | 0
Main Bldg. | 0 | HVAC Equipment (Large) | 0 | 0 | 0 | 0 | 0 | 0 | 0 | [7 empty] | 0 | 0
Main Bldg. | 0 | HVAC Equipment (Small) | 0 | 0 | 0 | 0 | 0 | 0 | 0 | [7 empty] | 0 | 0
Main Bldg. | 0 | Uninterruptible Power Supply (UPS) < 50kVA | 0 | 0 | 0 | 0 | 0 | 0 | 0 | [7 empty] | 0 | 0
Main Bldg. | 0 | Uninterruptible Power Supply (UPS) > 50kVA | 0 | 0 | 0 | 0 | 0 | 0 | 0 | [7 empty] | 0 | 0
Main Bldg. | 0 | Switchgear - Incoming Main Service (Per Section) | 0 | 0 | 0 | 0 | 0 | 0 | 0 | 0 | 0 |  |  | 0 |  |  | 0 | 0
Main Bldg. | 0 | Switchgear Insulated Case Breakers (Bus Mounted) | 0 | 0 | 0 | 0 | 0 | 0 | 0 | 0 | [6 empty] | 0 | 0
Main Bldg. | 0 | SwitchGear Drawout Breakers | 0 | 0 | 0 | 0 | 0 | 0 | 0 |  | 0 | [5 empty] | 0 | 0
Main Bldg. | 0 | Distribution Switchboard Multi Cover (Per Section) | 0 | 0 | 0 | 0 | 0 | 0 | 0 | 0 |  |  |  | 0 |  |  | 0 | 0
Main Bldg. | 0 | Switchboard Disconnects | 0 | 0 | 0 | 0 | 0 | 0 | 0 | [7 empty] | 0 | 0
Main Bldg. | 0 | Switchboard Molded Case Breakers | 0 | 0 | 0 | 0 | 0 | 0 | 0 | 0 | [6 empty] | 0 | 0
Main Bldg. | 0 | Panelboard-Single Cover > 400A (Distribution Panel) | 0 | 0 | 0 | 0 | 0 | 0 | 0 | 0 |  |  |  | 0 |  |  | 0 | 0
Main Bldg. | 0 | Panelboard-Single Cover < 400A (Branch Ckt Panel) | 0 | 0 | 0 | 0 | 0 | 0 | 0 |  |  |  |  | 0 |  |  | 0 | 0
Main Bldg. | 0 | Motor Control Center (MCC-Per Vertical Section) | 0 | 0 | 0 | 0 | 0 | 0 | 0 |  |  |  |  | 0 |  |  | 0 | 0
Main Bldg. | 0 | MCC: Combination Motor Starters | 0 | 0 | 0 | 0 | 0 | 0 | 0 | 0 |  |  |  | 0 |  |  | 0 | 0
Main Bldg. | 0 | MCC: Molded Case Breaker | 0 | 0 | 0 | 0 | 0 | 0 | 0 | 0 | [6 empty] | 0 | 0
Main Bldg. | 0 | MCC: Individual Disconnect Switch | 0 | 0 | 0 | 0 | 0 | 0 | 0 | [7 empty] | 0 | 0
Main Bldg. | 0 | Motor Control Panel (MCP) | 0 | 0 | 0 | 0 | 0 | 0 | 0 |  |  |  |  | 0 |  |  | 0 | 0
Main Bldg. | 0 | VFD Motor Control Panel (VFD-MCP) | 0 | 0 | 0 | 0 | 0 | 0 | 0 |  |  |  |  | 0 |  |  | 0 | 0
Main Bldg. | 0 | Individual Disconnect Switch > 100A | 0 | 0 | 0 | 0 | 0 | 0 | 0 | 0 | [6 empty] | 0 | 0
Main Bldg. | 0 | Individual Molded Case Breaker > 100A | 0 | 0 | 0 | 0 | 0 | 0 | 0 | 0 | [6 empty] | 0 | 0
Main Bldg. | 0 | Individual Combination Motor Starter > 100A | 0 | 0 | 0 | 0 | 0 | 0 | 0 | 0 | [6 empty] | 0 | 0
Main Bldg. | 0 | Oil Filled Transformer - 5kV-15kV Primary - Any Size (Pad Mounted) | 0 | 0 | 0 | 0 | 0 | 0 | 0 |  |  | 0 | 0 |  | 0 |  | 0 | 0
Main Bldg. | 0 | Oil Filled Transformer - > 15kV Primary (Substation Class) | 0 | 0 | 0 | 0 | 0 | 0 | 0 |  |  | 0 | 0 |  | 0 |  | 0 | 0
Main Bldg. | 0 | Dry Type Transformer - < 480V Primary - Any Size kVA | 0 | 0 | 0 | 0 | 0 | 0 | 0 |  |  | 0 | 0 |  |  |  | 0 | 0
Main Bldg. | 0 | Power Factor Correction Capacitors | 0 | 0 | 0 | 0 | 0 | 0 | 0 | [7 empty] | 0 | 0
Main Bldg. | 0 | Lighting Contactor > 100A | 0 | 0 | 0 | 0 | 0 | 0 | 0 | [7 empty] | 0 | 0
Main Bldg. | 0 | Power Distribution Unit (PDU) | 0 | 0 | 0 | 0 | 0 | 0 | 0 | [7 empty] | 0 | 0
Main Bldg. | 0 | Wire Trough, Gutter, or Large Junction Boxes | 0 | 0 | 0 | 0 | 0 | 0 | 0 | [7 empty] | 0 | 0
Main Bldg. | 0 | Bus Duct - Vertical or Horizontal (Per 10' section) | 0 | 0 | 0 | 0 | 0 | 0 | 0 | [7 empty] | 0 | 0
Main Bldg. | 0 | Automatic Transfer Switch (ATS) > 100A | 0 | 0 | 0 | 0 | 0 | 0 | 0 | [7 empty] | 0 | 0
Main Bldg. | 0 | Manual Transfer Switch (MTS) > 100A | 0 | 0 | 0 | 0 | 0 | 0 | 0 | [7 empty] | 0 | 0
Main Bldg. | 0 | Variable Frequency Drives (VFD) < 50 HP | 0 | 0 | 0 | 0 | 0 | 0 | 0 | [7 empty] | 0 | 0
Main Bldg. | 0 | Variable Frequency Drives (VFD) 51-200 HP | 0 | 0 | 0 | 0 | 0 | 0 | 0 | [7 empty] | 0 | 0
Main Bldg. | 0 | Motors < 50 HP | 0 | 0 | 0 | 0 | 0 | 0 | 0 | [7 empty] | 0 | 0
Main Bldg. | 0 | Motors 51-200 HP | 0 | 0 | 0 | 0 | 0 | 0 | 0 | [7 empty] | 0 | 0
Main Bldg. | 0 | Motors 201-500 HP | 0 | 0 | 0 | 0 | 0 | 0 | 0 | [7 empty] | 0 | 0
Main Bldg. | 0 | Compressed Air Equipment | 0 | 0 | 0 | 0 | 0 | 0 | 0 | [7 empty] | 0 | 0
Main Bldg. | 0 | HVAC Equipment (Large) | 0 | 0 | 0 | 0 | 0 | 0 | 0 | [7 empty] | 0 | 0
Main Bldg. | 0 | HVAC Equipment (Small) | 0 | 0 | 0 | 0 | 0 | 0 | 0 | [7 empty] | 0 | 0
Main Bldg. | 0 | Uninterruptible Power Supply (UPS) < 50kVA | 0 | 0 | 0 | 0 | 0 | 0 | 0 | [7 empty] | 0 | 0
Main Bldg. | 0 | Uninterruptible Power Supply (UPS) > 50kVA | 0 | 0 | 0 | 0 | 0 | 0 | 0 | [7 empty] | 0 | 0
Main Bldg. | 0 | Switchgear - Incoming Main Service (Per Section) | 0 | 0 | 0 | 0 | 0 | 0 | 0 | 0 | 0 |  |  | 0 |  |  | 0 | 0
Main Bldg. | 0 | Switchgear Insulated Case Breakers (Bus Mounted) | 0 | 0 | 0 | 0 | 0 | 0 | 0 | 0 | [6 empty] | 0 | 0
Main Bldg. | 0 | SwitchGear Drawout Breakers | 0 | 0 | 0 | 0 | 0 | 0 | 0 |  | 0 | [5 empty] | 0 | 0
Main Bldg. | 0 | Distribution Switchboard Multi Cover (Per Section) | 0 | 0 | 0 | 0 | 0 | 0 | 0 | 0 |  |  |  | 0 |  |  | 0 | 0
Main Bldg. | 0 | Switchboard Disconnects | 0 | 0 | 0 | 0 | 0 | 0 | 0 | [7 empty] | 0 | 0
Main Bldg. | 0 | Switchboard Molded Case Breakers | 0 | 0 | 0 | 0 | 0 | 0 | 0 | 0 | [6 empty] | 0 | 0
Main Bldg. | 0 | Panelboard-Single Cover > 400A (Distribution Panel) | 0 | 0 | 0 | 0 | 0 | 0 | 0 | 0 |  |  |  | 0 |  |  | 0 | 0
Main Bldg. | 0 | Panelboard-Single Cover < 400A (Branch Ckt Panel) | 0 | 0 | 0 | 0 | 0 | 0 | 0 |  |  |  |  | 0 |  |  | 0 | 0
Main Bldg. | 0 | Motor Control Center (MCC-Per Vertical Section) | 0 | 0 | 0 | 0 | 0 | 0 | 0 |  |  |  |  | 0 |  |  | 0 | 0
Main Bldg. | 0 | MCC: Combination Motor Starters | 0 | 0 | 0 | 0 | 0 | 0 | 0 | 0 |  |  |  | 0 |  |  | 0 | 0
Main Bldg. | 0 | MCC: Molded Case Breaker | 0 | 0 | 0 | 0 | 0 | 0 | 0 | 0 | [6 empty] | 0 | 0
Main Bldg. | 0 | MCC: Individual Disconnect Switch | 0 | 0 | 0 | 0 | 0 | 0 | 0 | [7 empty] | 0 | 0
Main Bldg. | 0 | Motor Control Panel (MCP) | 0 | 0 | 0 | 0 | 0 | 0 | 0 |  |  |  |  | 0 |  |  | 0 | 0
Main Bldg. | 0 | VFD Motor Control Panel (VFD-MCP) | 0 | 0 | 0 | 0 | 0 | 0 | 0 |  |  |  |  | 0 |  |  | 0 | 0
Main Bldg. | 0 | Individual Disconnect Switch > 100A | 0 | 0 | 0 | 0 | 0 | 0 | 0 | 0 | [6 empty] | 0 | 0
Main Bldg. | 0 | Individual Molded Case Breaker > 100A | 0 | 0 | 0 | 0 | 0 | 0 | 0 | 0 | [6 empty] | 0 | 0
Main Bldg. | 0 | Individual Combination Motor Starter > 100A | 0 | 0 | 0 | 0 | 0 | 0 | 0 | 0 | [6 empty] | 0 | 0
Main Bldg. | 0 | Oil Filled Transformer - 5kV-15kV Primary - Any Size (Pad Mounted) | 0 | 0 | 0 | 0 | 0 | 0 | 0 |  |  | 0 | 0 |  | 0 |  | 0 | 0
Main Bldg. | 0 | Oil Filled Transformer - > 15kV Primary (Substation Class) | 0 | 0 | 0 | 0 | 0 | 0 | 0 |  |  | 0 | 0 |  | 0 |  | 0 | 0
Main Bldg. | 0 | Dry Type Transformer - < 480V Primary - Any Size kVA | 0 | 0 | 0 | 0 | 0 | 0 | 0 |  |  | 0 | 0 |  |  |  | 0 | 0
Main Bldg. | 0 | Power Factor Correction Capacitors | 0 | 0 | 0 | 0 | 0 | 0 | 0 | [7 empty] | 0 | 0
Main Bldg. | 0 | Lighting Contactor > 100A | 0 | 0 | 0 | 0 | 0 | 0 | 0 | [7 empty] | 0 | 0
Main Bldg. | 0 | Power Distribution Unit (PDU) | 0 | 0 | 0 | 0 | 0 | 0 | 0 | [7 empty] | 0 | 0
Main Bldg. | 0 | Wire Trough, Gutter, or Large Junction Boxes | 0 | 0 | 0 | 0 | 0 | 0 | 0 | [7 empty] | 0 | 0
Main Bldg. | 0 | Bus Duct - Vertical or Horizontal (Per 10' section) | 0 | 0 | 0 | 0 | 0 | 0 | 0 | [7 empty] | 0 | 0
Main Bldg. | 0 | Automatic Transfer Switch (ATS) > 100A | 0 | 0 | 0 | 0 | 0 | 0 | 0 | [7 empty] | 0 | 0
Main Bldg. | 0 | Manual Transfer Switch (MTS) > 100A | 0 | 0 | 0 | 0 | 0 | 0 | 0 | [7 empty] | 0 | 0
Main Bldg. | 0 | Variable Frequency Drives (VFD) < 50 HP | 0 | 0 | 0 | 0 | 0 | 0 | 0 | [7 empty] | 0 | 0
Main Bldg. | 0 | Variable Frequency Drives (VFD) 51-200 HP | 0 | 0 | 0 | 0 | 0 | 0 | 0 | [7 empty] | 0 | 0
Main Bldg. | 0 | Motors < 50 HP | 0 | 0 | 0 | 0 | 0 | 0 | 0 | [7 empty] | 0 | 0
Main Bldg. | 0 | Motors 51-200 HP | 0 | 0 | 0 | 0 | 0 | 0 | 0 | [7 empty] | 0 | 0
Main Bldg. | 0 | Motors 201-500 HP | 0 | 0 | 0 | 0 | 0 | 0 | 0 | [7 empty] | 0 | 0
Main Bldg. | 0 | Compressed Air Equipment | 0 | 0 | 0 | 0 | 0 | 0 | 0 | [7 empty] | 0 | 0
Main Bldg. | 0 | HVAC Equipment (Large) | 0 | 0 | 0 | 0 | 0 | 0 | 0 | [7 empty] | 0 | 0
Main Bldg. | 0 | HVAC Equipment (Small) | 0 | 0 | 0 | 0 | 0 | 0 | 0 | [7 empty] | 0 | 0
Main Bldg. | 0 | Uninterruptible Power Supply (UPS) < 50kVA | 0 | 0 | 0 | 0 | 0 | 0 | 0 | [7 empty] | 0 | 0
Main Bldg. | 0 | Uninterruptible Power Supply (UPS) > 50kVA | 0 | 0 | 0 | 0 | 0 | 0 | 0 | [7 empty] | 0 | 0
Main Bldg. | 0 | Switchgear - Incoming Main Service (Per Section) | 0 | 0 | 0 | 0 | 0 | 0 | 0 | 0 | 0 |  |  | 0 |  |  | 0 | 0
Main Bldg. | 0 | Switchgear Insulated Case Breakers (Bus Mounted) | 0 | 0 | 0 | 0 | 0 | 0 | 0 | 0 | [6 empty] | 0 | 0
Main Bldg. | 0 | SwitchGear Drawout Breakers | 0 | 0 | 0 | 0 | 0 | 0 | 0 |  | 0 | [5 empty] | 0 | 0
Main Bldg. | 0 | Distribution Switchboard Multi Cover (Per Section) | 0 | 0 | 0 | 0 | 0 | 0 | 0 | 0 |  |  |  | 0 |  |  | 0 | 0
Main Bldg. | 0 | Switchboard Disconnects | 0 | 0 | 0 | 0 | 0 | 0 | 0 | [7 empty] | 0 | 0
Main Bldg. | 0 | Switchboard Molded Case Breakers | 0 | 0 | 0 | 0 | 0 | 0 | 0 | 0 | [6 empty] | 0 | 0
Main Bldg. | 0 | Panelboard-Single Cover > 400A (Distribution Panel) | 0 | 0 | 0 | 0 | 0 | 0 | 0 | 0 |  |  |  | 0 |  |  | 0 | 0
Main Bldg. | 0 | Panelboard-Single Cover < 400A (Branch Ckt Panel) | 0 | 0 | 0 | 0 | 0 | 0 | 0 |  |  |  |  | 0 |  |  | 0 | 0
Main Bldg. | 0 | Motor Control Center (MCC-Per Vertical Section) | 0 | 0 | 0 | 0 | 0 | 0 | 0 |  |  |  |  | 0 |  |  | 0 | 0
Main Bldg. | 0 | MCC: Combination Motor Starters | 0 | 0 | 0 | 0 | 0 | 0 | 0 | 0 |  |  |  | 0 |  |  | 0 | 0
Main Bldg. | 0 | MCC: Molded Case Breaker | 0 | 0 | 0 | 0 | 0 | 0 | 0 | 0 | [6 empty] | 0 | 0
Main Bldg. | 0 | MCC: Individual Disconnect Switch | 0 | 0 | 0 | 0 | 0 | 0 | 0 | [7 empty] | 0 | 0
Main Bldg. | 0 | Motor Control Panel (MCP) | 0 | 0 | 0 | 0 | 0 | 0 | 0 |  |  |  |  | 0 |  |  | 0 | 0
Main Bldg. | 0 | VFD Motor Control Panel (VFD-MCP) | 0 | 0 | 0 | 0 | 0 | 0 | 0 |  |  |  |  | 0 |  |  | 0 | 0
Main Bldg. | 0 | Individual Disconnect Switch > 100A | 0 | 0 | 0 | 0 | 0 | 0 | 0 | 0 | [6 empty] | 0 | 0
Main Bldg. | 0 | Individual Molded Case Breaker > 100A | 0 | 0 | 0 | 0 | 0 | 0 | 0 | 0 | [6 empty] | 0 | 0
Main Bldg. | 0 | Individual Combination Motor Starter > 100A | 0 | 0 | 0 | 0 | 0 | 0 | 0 | 0 | [6 empty] | 0 | 0
Main Bldg. | 0 | Oil Filled Transformer - 5kV-15kV Primary - Any Size (Pad Mounted) | 0 | 0 | 0 | 0 | 0 | 0 | 0 |  |  | 0 | 0 |  | 0 |  | 0 | 0
Main Bldg. | 0 | Oil Filled Transformer - > 15kV Primary (Substation Class) | 0 | 0 | 0 | 0 | 0 | 0 | 0 |  |  | 0 | 0 |  | 0 |  | 0 | 0
Main Bldg. | 0 | Dry Type Transformer - < 480V Primary - Any Size kVA | 0 | 0 | 0 | 0 | 0 | 0 | 0 |  |  | 0 | 0 |  |  |  | 0 | 0
Main Bldg. | 0 | Power Factor Correction Capacitors | 0 | 0 | 0 | 0 | 0 | 0 | 0 | [7 empty] | 0 | 0
Main Bldg. | 0 | Lighting Contactor > 100A | 0 | 0 | 0 | 0 | 0 | 0 | 0 | [7 empty] | 0 | 0
Main Bldg. | 0 | Power Distribution Unit (PDU) | 0 | 0 | 0 | 0 | 0 | 0 | 0 | [7 empty] | 0 | 0
Main Bldg. | 0 | Wire Trough, Gutter, or Large Junction Boxes | 0 | 0 | 0 | 0 | 0 | 0 | 0 | [7 empty] | 0 | 0
Main Bldg. | 0 | Bus Duct - Vertical or Horizontal (Per 10' section) | 0 | 0 | 0 | 0 | 0 | 0 | 0 | [7 empty] | 0 | 0
Main Bldg. | 0 | Automatic Transfer Switch (ATS) > 100A | 0 | 0 | 0 | 0 | 0 | 0 | 0 | [7 empty] | 0 | 0
Main Bldg. | 0 | Manual Transfer Switch (MTS) > 100A | 0 | 0 | 0 | 0 | 0 | 0 | 0 | [7 empty] | 0 | 0
Main Bldg. | 0 | Variable Frequency Drives (VFD) < 50 HP | 0 | 0 | 0 | 0 | 0 | 0 | 0 | [7 empty] | 0 | 0
Main Bldg. | 0 | Variable Frequency Drives (VFD) 51-200 HP | 0 | 0 | 0 | 0 | 0 | 0 | 0 | [7 empty] | 0 | 0
Main Bldg. | 0 | Motors < 50 HP | 0 | 0 | 0 | 0 | 0 | 0 | 0 | [7 empty] | 0 | 0
Main Bldg. | 0 | Motors 51-200 HP | 0 | 0 | 0 | 0 | 0 | 0 | 0 | [7 empty] | 0 | 0
Main Bldg. | 0 | Motors 201-500 HP | 0 | 0 | 0 | 0 | 0 | 0 | 0 | [7 empty] | 0 | 0
Main Bldg. | 0 | Compressed Air Equipment | 0 | 0 | 0 | 0 | 0 | 0 | 0 | [7 empty] | 0 | 0
Main Bldg. | 0 | HVAC Equipment (Large) | 0 | 0 | 0 | 0 | 0 | 0 | 0 | [7 empty] | 0 | 0
Main Bldg. | 0 | HVAC Equipment (Small) | 0 | 0 | 0 | 0 | 0 | 0 | 0 | [7 empty] | 0 | 0
Main Bldg. | 0 | Uninterruptible Power Supply (UPS) < 50kVA | 0 | 0 | 0 | 0 | 0 | 0 | 0 | [7 empty] | 0 | 0
Main Bldg. | 0 | Uninterruptible Power Supply (UPS) > 50kVA | 0 | 0 | 0 | 0 | 0 | 0 | 0 | [7 empty] | 0 | 0
Main Bldg. | 0 | Switchgear - Incoming Main Service (Per Section) | 0 | 0 | 0 | 0 | 0 | 0 | 0 | 0 | 0 |  |  | 0 |  |  | 0 | 0
Main Bldg. | 0 | Switchgear Insulated Case Breakers (Bus Mounted) | 0 | 0 | 0 | 0 | 0 | 0 | 0 | 0 | [6 empty] | 0 | 0
Main Bldg. | 0 | SwitchGear Drawout Breakers | 0 | 0 | 0 | 0 | 0 | 0 | 0 |  | 0 | [5 empty] | 0 | 0
Main Bldg. | 0 | Distribution Switchboard Multi Cover (Per Section) | 0 | 0 | 0 | 0 | 0 | 0 | 0 | 0 |  |  |  | 0 |  |  | 0 | 0
Main Bldg. | 0 | Switchboard Disconnects | 0 | 0 | 0 | 0 | 0 | 0 | 0 | [7 empty] | 0 | 0
Main Bldg. | 0 | Switchboard Molded Case Breakers | 0 | 0 | 0 | 0 | 0 | 0 | 0 | 0 | [6 empty] | 0 | 0
Main Bldg. | 0 | Panelboard-Single Cover > 400A (Distribution Panel) | 0 | 0 | 0 | 0 | 0 | 0 | 0 | 0 |  |  |  | 0 |  |  | 0 | 0
Main Bldg. | 0 | Panelboard-Single Cover < 400A (Branch Ckt Panel) | 0 | 0 | 0 | 0 | 0 | 0 | 0 |  |  |  |  | 0 |  |  | 0 | 0
Main Bldg. | 0 | Motor Control Center (MCC-Per Vertical Section) | 0 | 0 | 0 | 0 | 0 | 0 | 0 |  |  |  |  | 0 |  |  | 0 | 0
Main Bldg. | 0 | MCC: Combination Motor Starters | 0 | 0 | 0 | 0 | 0 | 0 | 0 | 0 |  |  |  | 0 |  |  | 0 | 0
Main Bldg. | 0 | MCC: Molded Case Breaker | 0 | 0 | 0 | 0 | 0 | 0 | 0 | 0 | [6 empty] | 0 | 0
Main Bldg. | 0 | MCC: Individual Disconnect Switch | 0 | 0 | 0 | 0 | 0 | 0 | 0 | [7 empty] | 0 | 0
Main Bldg. | 0 | Motor Control Panel (MCP) | 0 | 0 | 0 | 0 | 0 | 0 | 0 |  |  |  |  | 0 |  |  | 0 | 0
Main Bldg. | 0 | VFD Motor Control Panel (VFD-MCP) | 0 | 0 | 0 | 0 | 0 | 0 | 0 |  |  |  |  | 0 |  |  | 0 | 0
Main Bldg. | 0 | Individual Disconnect Switch > 100A | 0 | 0 | 0 | 0 | 0 | 0 | 0 | 0 | [6 empty] | 0 | 0
Main Bldg. | 0 | Individual Molded Case Breaker > 100A | 0 | 0 | 0 | 0 | 0 | 0 | 0 | 0 | [6 empty] | 0 | 0
Main Bldg. | 0 | Individual Combination Motor Starter > 100A | 0 | 0 | 0 | 0 | 0 | 0 | 0 | 0 | [6 empty] | 0 | 0
Main Bldg. | 0 | Oil Filled Transformer - 5kV-15kV Primary - Any Size (Pad Mounted) | 0 | 0 | 0 | 0 | 0 | 0 | 0 |  |  | 0 | 0 |  | 0 |  | 0 | 0
Main Bldg. | 0 | Oil Filled Transformer - > 15kV Primary (Substation Class) | 0 | 0 | 0 | 0 | 0 | 0 | 0 |  |  | 0 | 0 |  | 0 |  | 0 | 0
Main Bldg. | 0 | Dry Type Transformer - < 480V Primary - Any Size kVA | 0 | 0 | 0 | 0 | 0 | 0 | 0 |  |  | 0 | 0 |  |  |  | 0 | 0
Main Bldg. | 0 | Power Factor Correction Capacitors | 0 | 0 | 0 | 0 | 0 | 0 | 0 | [7 empty] | 0 | 0
Main Bldg. | 0 | Lighting Contactor > 100A | 0 | 0 | 0 | 0 | 0 | 0 | 0 | [7 empty] | 0 | 0
Main Bldg. | 0 | Power Distribution Unit (PDU) | 0 | 0 | 0 | 0 | 0 | 0 | 0 | [7 empty] | 0 | 0
Main Bldg. | 0 | Wire Trough, Gutter, or Large Junction Boxes | 0 | 0 | 0 | 0 | 0 | 0 | 0 | [7 empty] | 0 | 0
Main Bldg. | 0 | Bus Duct - Vertical or Horizontal (Per 10' section) | 0 | 0 | 0 | 0 | 0 | 0 | 0 | [7 empty] | 0 | 0
Main Bldg. | 0 | Automatic Transfer Switch (ATS) > 100A | 0 | 0 | 0 | 0 | 0 | 0 | 0 | [7 empty] | 0 | 0
Main Bldg. | 0 | Manual Transfer Switch (MTS) > 100A | 0 | 0 | 0 | 0 | 0 | 0 | 0 | [7 empty] | 0 | 0
Main Bldg. | 0 | Variable Frequency Drives (VFD) < 50 HP | 0 | 0 | 0 | 0 | 0 | 0 | 0 | [7 empty] | 0 | 0
Main Bldg. | 0 | Variable Frequency Drives (VFD) 51-200 HP | 0 | 0 | 0 | 0 | 0 | 0 | 0 | [7 empty] | 0 | 0
Main Bldg. | 0 | Motors < 50 HP | 0 | 0 | 0 | 0 | 0 | 0 | 0 | [7 empty] | 0 | 0
Main Bldg. | 0 | Motors 51-200 HP | 0 | 0 | 0 | 0 | 0 | 0 | 0 | [7 empty] | 0 | 0
Main Bldg. | 0 | Motors 201-500 HP | 0 | 0 | 0 | 0 | 0 | 0 | 0 | [7 empty] | 0 | 0
Main Bldg. | 0 | Compressed Air Equipment | 0 | 0 | 0 | 0 | 0 | 0 | 0 | [7 empty] | 0 | 0
Main Bldg. | 0 | HVAC Equipment (Large) | 0 | 0 | 0 | 0 | 0 | 0 | 0 | [7 empty] | 0 | 0
Main Bldg. | 0 | HVAC Equipment (Small) | 0 | 0 | 0 | 0 | 0 | 0 | 0 | [7 empty] | 0 | 0
Main Bldg. | 0 | Uninterruptible Power Supply (UPS) < 50kVA | 0 | 0 | 0 | 0 | 0 | 0 | 0 | [7 empty] | 0 | 0
Main Bldg. | 0 | Uninterruptible Power Supply (UPS) > 50kVA | 0 | 0 | 0 | 0 | 0 | 0 | 0 | [7 empty] | 0 | 0
Main Bldg. | 0 | Switchgear - Incoming Main Service (Per Section) | 0 | 0 | 0 | 0 | 0 | 0 | 0 | 0 | 0 |  |  | 0 |  |  | 0 | 0
Main Bldg. | 0 | Switchgear Insulated Case Breakers (Bus Mounted) | 0 | 0 | 0 | 0 | 0 | 0 | 0 | 0 | [6 empty] | 0 | 0
Main Bldg. | 0 | SwitchGear Drawout Breakers | 0 | 0 | 0 | 0 | 0 | 0 | 0 |  | 0 | [5 empty] | 0 | 0
Main Bldg. | 0 | Distribution Switchboard Multi Cover (Per Section) | 0 | 0 | 0 | 0 | 0 | 0 | 0 | 0 |  |  |  | 0 |  |  | 0 | 0
Main Bldg. | 0 | Switchboard Disconnects | 0 | 0 | 0 | 0 | 0 | 0 | 0 | [7 empty] | 0 | 0
Main Bldg. | 0 | Switchboard Molded Case Breakers | 0 | 0 | 0 | 0 | 0 | 0 | 0 | 0 | [6 empty] | 0 | 0
Main Bldg. | 0 | Panelboard-Single Cover > 400A (Distribution Panel) | 0 | 0 | 0 | 0 | 0 | 0 | 0 | 0 |  |  |  | 0 |  |  | 0 | 0
Main Bldg. | 0 | Panelboard-Single Cover < 400A (Branch Ckt Panel) | 0 | 0 | 0 | 0 | 0 | 0 | 0 |  |  |  |  | 0 |  |  | 0 | 0
Main Bldg. | 0 | Motor Control Center (MCC-Per Vertical Section) | 0 | 0 | 0 | 0 | 0 | 0 | 0 |  |  |  |  | 0 |  |  | 0 | 0
Main Bldg. | 0 | MCC: Combination Motor Starters | 0 | 0 | 0 | 0 | 0 | 0 | 0 | 0 |  |  |  | 0 |  |  | 0 | 0
Main Bldg. | 0 | MCC: Molded Case Breaker | 0 | 0 | 0 | 0 | 0 | 0 | 0 | 0 | [6 empty] | 0 | 0
Main Bldg. | 0 | MCC: Individual Disconnect Switch | 0 | 0 | 0 | 0 | 0 | 0 | 0 | [7 empty] | 0 | 0
Main Bldg. | 0 | Motor Control Panel (MCP) | 0 | 0 | 0 | 0 | 0 | 0 | 0 |  |  |  |  | 0 |  |  | 0 | 0
Main Bldg. | 0 | VFD Motor Control Panel (VFD-MCP) | 0 | 0 | 0 | 0 | 0 | 0 | 0 |  |  |  |  | 0 |  |  | 0 | 0
Main Bldg. | 0 | Individual Disconnect Switch > 100A | 0 | 0 | 0 | 0 | 0 | 0 | 0 | 0 | [6 empty] | 0 | 0
Main Bldg. | 0 | Individual Molded Case Breaker > 100A | 0 | 0 | 0 | 0 | 0 | 0 | 0 | 0 | [6 empty] | 0 | 0
Main Bldg. | 0 | Individual Combination Motor Starter > 100A | 0 | 0 | 0 | 0 | 0 | 0 | 0 | 0 | [6 empty] | 0 | 0
Main Bldg. | 0 | Oil Filled Transformer - 5kV-15kV Primary - Any Size (Pad Mounted) | 0 | 0 | 0 | 0 | 0 | 0 | 0 |  |  | 0 | 0 |  | 0 |  | 0 | 0
Main Bldg. | 0 | Oil Filled Transformer - > 15kV Primary (Substation Class) | 0 | 0 | 0 | 0 | 0 | 0 | 0 |  |  | 0 | 0 |  | 0 |  | 0 | 0
Main Bldg. | 0 | Dry Type Transformer - < 480V Primary - Any Size kVA | 0 | 0 | 0 | 0 | 0 | 0 | 0 |  |  | 0 | 0 |  |  |  | 0 | 0
Main Bldg. | 0 | Power Factor Correction Capacitors | 0 | 0 | 0 | 0 | 0 | 0 | 0 | [7 empty] | 0 | 0
Main Bldg. | 0 | Lighting Contactor > 100A | 0 | 0 | 0 | 0 | 0 | 0 | 0 | [7 empty] | 0 | 0
Main Bldg. | 0 | Power Distribution Unit (PDU) | 0 | 0 | 0 | 0 | 0 | 0 | 0 | [7 empty] | 0 | 0
Main Bldg. | 0 | Wire Trough, Gutter, or Large Junction Boxes | 0 | 0 | 0 | 0 | 0 | 0 | 0 | [7 empty] | 0 | 0
Main Bldg. | 0 | Bus Duct - Vertical or Horizontal (Per 10' section) | 0 | 0 | 0 | 0 | 0 | 0 | 0 | [7 empty] | 0 | 0
Main Bldg. | 0 | Automatic Transfer Switch (ATS) > 100A | 0 | 0 | 0 | 0 | 0 | 0 | 0 | [7 empty] | 0 | 0
Main Bldg. | 0 | Manual Transfer Switch (MTS) > 100A | 0 | 0 | 0 | 0 | 0 | 0 | 0 | [7 empty] | 0 | 0
Main Bldg. | 0 | Variable Frequency Drives (VFD) < 50 HP | 0 | 0 | 0 | 0 | 0 | 0 | 0 | [7 empty] | 0 | 0
Main Bldg. | 0 | Variable Frequency Drives (VFD) 51-200 HP | 0 | 0 | 0 | 0 | 0 | 0 | 0 | [7 empty] | 0 | 0
Main Bldg. | 0 | Motors < 50 HP | 0 | 0 | 0 | 0 | 0 | 0 | 0 | [7 empty] | 0 | 0
Main Bldg. | 0 | Motors 51-200 HP | 0 | 0 | 0 | 0 | 0 | 0 | 0 | [7 empty] | 0 | 0
Main Bldg. | 0 | Motors 201-500 HP | 0 | 0 | 0 | 0 | 0 | 0 | 0 | [7 empty] | 0 | 0
Main Bldg. | 0 | Compressed Air Equipment | 0 | 0 | 0 | 0 | 0 | 0 | 0 | [7 empty] | 0 | 0
Main Bldg. | 0 | HVAC Equipment (Large) | 0 | 0 | 0 | 0 | 0 | 0 | 0 | [7 empty] | 0 | 0
Main Bldg. | 0 | HVAC Equipment (Small) | 0 | 0 | 0 | 0 | 0 | 0 | 0 | [7 empty] | 0 | 0
Main Bldg. | 0 | Uninterruptible Power Supply (UPS) < 50kVA | 0 | 0 | 0 | 0 | 0 | 0 | 0 | [7 empty] | 0 | 0
Main Bldg. | 0 | Uninterruptible Power Supply (UPS) > 50kVA | 0 | 0 | 0 | 0 | 0 | 0 | 0 | [7 empty] | 0 | 0
Main Bldg. | 0 | Switchgear - Incoming Main Service (Per Section) | 0 | 0 | 0 | 0 | 0 | 0 | 0 | 0 | 0 |  |  | 0 |  |  | 0 | 0
Main Bldg. | 0 | Switchgear Insulated Case Breakers (Bus Mounted) | 0 | 0 | 0 | 0 | 0 | 0 | 0 | 0 | [6 empty] | 0 | 0
Main Bldg. | 0 | SwitchGear Drawout Breakers | 0 | 0 | 0 | 0 | 0 | 0 | 0 |  | 0 | [5 empty] | 0 | 0
Main Bldg. | 0 | Distribution Switchboard Multi Cover (Per Section) | 0 | 0 | 0 | 0 | 0 | 0 | 0 | 0 |  |  |  | 0 |  |  | 0 | 0
Main Bldg. | 0 | Switchboard Disconnects | 0 | 0 | 0 | 0 | 0 | 0 | 0 | [7 empty] | 0 | 0
Main Bldg. | 0 | Switchboard Molded Case Breakers | 0 | 0 | 0 | 0 | 0 | 0 | 0 | 0 | [6 empty] | 0 | 0
Main Bldg. | 0 | Panelboard-Single Cover > 400A (Distribution Panel) | 0 | 0 | 0 | 0 | 0 | 0 | 0 | 0 |  |  |  | 0 |  |  | 0 | 0
Main Bldg. | 0 | Panelboard-Single Cover < 400A (Branch Ckt Panel) | 0 | 0 | 0 | 0 | 0 | 0 | 0 |  |  |  |  | 0 |  |  | 0 | 0
Main Bldg. | 0 | Motor Control Center (MCC-Per Vertical Section) | 0 | 0 | 0 | 0 | 0 | 0 | 0 |  |  |  |  | 0 |  |  | 0 | 0
Main Bldg. | 0 | MCC: Combination Motor Starters | 0 | 0 | 0 | 0 | 0 | 0 | 0 | 0 |  |  |  | 0 |  |  | 0 | 0
Main Bldg. | 0 | MCC: Molded Case Breaker | 0 | 0 | 0 | 0 | 0 | 0 | 0 | 0 | [6 empty] | 0 | 0
Main Bldg. | 0 | MCC: Individual Disconnect Switch | 0 | 0 | 0 | 0 | 0 | 0 | 0 | [7 empty] | 0 | 0
Main Bldg. | 0 | Motor Control Panel (MCP) | 0 | 0 | 0 | 0 | 0 | 0 | 0 |  |  |  |  | 0 |  |  | 0 | 0
Main Bldg. | 0 | VFD Motor Control Panel (VFD-MCP) | 0 | 0 | 0 | 0 | 0 | 0 | 0 |  |  |  |  | 0 |  |  | 0 | 0
Main Bldg. | 0 | Individual Disconnect Switch > 100A | 0 | 0 | 0 | 0 | 0 | 0 | 0 | 0 | [6 empty] | 0 | 0
Main Bldg. | 0 | Individual Molded Case Breaker > 100A | 0 | 0 | 0 | 0 | 0 | 0 | 0 | 0 | [6 empty] | 0 | 0
Main Bldg. | 0 | Individual Combination Motor Starter > 100A | 0 | 0 | 0 | 0 | 0 | 0 | 0 | 0 | [6 empty] | 0 | 0
Main Bldg. | 0 | Oil Filled Transformer - 5kV-15kV Primary - Any Size (Pad Mounted) | 0 | 0 | 0 | 0 | 0 | 0 | 0 |  |  | 0 | 0 |  | 0 |  | 0 | 0
Main Bldg. | 0 | Oil Filled Transformer - > 15kV Primary (Substation Class) | 0 | 0 | 0 | 0 | 0 | 0 | 0 |  |  | 0 | 0 |  | 0 |  | 0 | 0
Main Bldg. | 0 | Dry Type Transformer - < 480V Primary - Any Size kVA | 0 | 0 | 0 | 0 | 0 | 0 | 0 |  |  | 0 | 0 |  |  |  | 0 | 0
Main Bldg. | 0 | Power Factor Correction Capacitors | 0 | 0 | 0 | 0 | 0 | 0 | 0 | [7 empty] | 0 | 0
Main Bldg. | 0 | Lighting Contactor > 100A | 0 | 0 | 0 | 0 | 0 | 0 | 0 | [7 empty] | 0 | 0
Main Bldg. | 0 | Power Distribution Unit (PDU) | 0 | 0 | 0 | 0 | 0 | 0 | 0 | [7 empty] | 0 | 0
Main Bldg. | 0 | Wire Trough, Gutter, or Large Junction Boxes | 0 | 0 | 0 | 0 | 0 | 0 | 0 | [7 empty] | 0 | 0
Main Bldg. | 0 | Bus Duct - Vertical or Horizontal (Per 10' section) | 0 | 0 | 0 | 0 | 0 | 0 | 0 | [7 empty] | 0 | 0
Main Bldg. | 0 | Automatic Transfer Switch (ATS) > 100A | 0 | 0 | 0 | 0 | 0 | 0 | 0 | [7 empty] | 0 | 0
Main Bldg. | 0 | Manual Transfer Switch (MTS) > 100A | 0 | 0 | 0 | 0 | 0 | 0 | 0 | [7 empty] | 0 | 0
Main Bldg. | 0 | Variable Frequency Drives (VFD) < 50 HP | 0 | 0 | 0 | 0 | 0 | 0 | 0 | [7 empty] | 0 | 0
Main Bldg. | 0 | Variable Frequency Drives (VFD) 51-200 HP | 0 | 0 | 0 | 0 | 0 | 0 | 0 | [7 empty] | 0 | 0
Main Bldg. | 0 | Motors < 50 HP | 0 | 0 | 0 | 0 | 0 | 0 | 0 | [7 empty] | 0 | 0
Main Bldg. | 0 | Motors 51-200 HP | 0 | 0 | 0 | 0 | 0 | 0 | 0 | [7 empty] | 0 | 0
Main Bldg. | 0 | Motors 201-500 HP | 0 | 0 | 0 | 0 | 0 | 0 | 0 | [7 empty] | 0 | 0
Main Bldg. | 0 | Compressed Air Equipment | 0 | 0 | 0 | 0 | 0 | 0 | 0 | [7 empty] | 0 | 0
Main Bldg. | 0 | HVAC Equipment (Large) | 0 | 0 | 0 | 0 | 0 | 0 | 0 | [7 empty] | 0 | 0
Main Bldg. | 0 | HVAC Equipment (Small) | 0 | 0 | 0 | 0 | 0 | 0 | 0 | [7 empty] | 0 | 0
Main Bldg. | 0 | Uninterruptible Power Supply (UPS) < 50kVA | 0 | 0 | 0 | 0 | 0 | 0 | 0 | [7 empty] | 0 | 0
Main Bldg. | 0 | Uninterruptible Power Supply (UPS) > 50kVA | 0 | 0 | 0 | 0 | 0 | 0 | 0 | [7 empty] | 0 | 0
Main Bldg. | 0 | Switchgear - Incoming Main Service (Per Section) | 0 | 0 | 0 | 0 | 0 | 0 | 0 | 0 | 0 |  |  | 0 |  |  | 0 | 0
Main Bldg. | 0 | Switchgear Insulated Case Breakers (Bus Mounted) | 0 | 0 | 0 | 0 | 0 | 0 | 0 | 0 | [6 empty] | 0 | 0
Main Bldg. | 0 | SwitchGear Drawout Breakers | 0 | 0 | 0 | 0 | 0 | 0 | 0 |  | 0 | [5 empty] | 0 | 0
Main Bldg. | 0 | Distribution Switchboard Multi Cover (Per Section) | 0 | 0 | 0 | 0 | 0 | 0 | 0 | 0 |  |  |  | 0 |  |  | 0 | 0
Main Bldg. | 0 | Switchboard Disconnects | 0 | 0 | 0 | 0 | 0 | 0 | 0 | [7 empty] | 0 | 0
Main Bldg. | 0 | Switchboard Molded Case Breakers | 0 | 0 | 0 | 0 | 0 | 0 | 0 | 0 | [6 empty] | 0 | 0
Main Bldg. | 0 | Panelboard-Single Cover > 400A (Distribution Panel) | 0 | 0 | 0 | 0 | 0 | 0 | 0 | 0 |  |  |  | 0 |  |  | 0 | 0
Main Bldg. | 0 | Panelboard-Single Cover < 400A (Branch Ckt Panel) | 0 | 0 | 0 | 0 | 0 | 0 | 0 |  |  |  |  | 0 |  |  | 0 | 0
Main Bldg. | 0 | Motor Control Center (MCC-Per Vertical Section) | 0 | 0 | 0 | 0 | 0 | 0 | 0 |  |  |  |  | 0 |  |  | 0 | 0
Main Bldg. | 0 | MCC: Combination Motor Starters | 0 | 0 | 0 | 0 | 0 | 0 | 0 | 0 |  |  |  | 0 |  |  | 0 | 0
Main Bldg. | 0 | MCC: Molded Case Breaker | 0 | 0 | 0 | 0 | 0 | 0 | 0 | 0 | [6 empty] | 0 | 0
Main Bldg. | 0 | MCC: Individual Disconnect Switch | 0 | 0 | 0 | 0 | 0 | 0 | 0 | [7 empty] | 0 | 0
Main Bldg. | 0 | Motor Control Panel (MCP) | 0 | 0 | 0 | 0 | 0 | 0 | 0 |  |  |  |  | 0 |  |  | 0 | 0
Main Bldg. | 0 | VFD Motor Control Panel (VFD-MCP) | 0 | 0 | 0 | 0 | 0 | 0 | 0 |  |  |  |  | 0 |  |  | 0 | 0
Main Bldg. | 0 | Individual Disconnect Switch > 100A | 0 | 0 | 0 | 0 | 0 | 0 | 0 | 0 | [6 empty] | 0 | 0
Main Bldg. | 0 | Individual Molded Case Breaker > 100A | 0 | 0 | 0 | 0 | 0 | 0 | 0 | 0 | [6 empty] | 0 | 0
Main Bldg. | 0 | Individual Combination Motor Starter > 100A | 0 | 0 | 0 | 0 | 0 | 0 | 0 | 0 | [6 empty] | 0 | 0
Main Bldg. | 0 | Oil Filled Transformer - 5kV-15kV Primary - Any Size (Pad Mounted) | 0 | 0 | 0 | 0 | 0 | 0 | 0 |  |  | 0 | 0 |  | 0 |  | 0 | 0
Main Bldg. | 0 | Oil Filled Transformer - > 15kV Primary (Substation Class) | 0 | 0 | 0 | 0 | 0 | 0 | 0 |  |  | 0 | 0 |  | 0 |  | 0 | 0
Main Bldg. | 0 | Dry Type Transformer - < 480V Primary - Any Size kVA | 0 | 0 | 0 | 0 | 0 | 0 | 0 |  |  | 0 | 0 |  |  |  | 0 | 0
Main Bldg. | 0 | Power Factor Correction Capacitors | 0 | 0 | 0 | 0 | 0 | 0 | 0 | [7 empty] | 0 | 0
Main Bldg. | 0 | Lighting Contactor > 100A | 0 | 0 | 0 | 0 | 0 | 0 | 0 | [7 empty] | 0 | 0
Main Bldg. | 0 | Power Distribution Unit (PDU) | 0 | 0 | 0 | 0 | 0 | 0 | 0 | [7 empty] | 0 | 0
Main Bldg. | 0 | Wire Trough, Gutter, or Large Junction Boxes | 0 | 0 | 0 | 0 | 0 | 0 | 0 | [7 empty] | 0 | 0
Main Bldg. | 0 | Bus Duct - Vertical or Horizontal (Per 10' section) | 0 | 0 | 0 | 0 | 0 | 0 | 0 | [7 empty] | 0 | 0
Main Bldg. | 0 | Automatic Transfer Switch (ATS) > 100A | 0 | 0 | 0 | 0 | 0 | 0 | 0 | [7 empty] | 0 | 0
Main Bldg. | 0 | Manual Transfer Switch (MTS) > 100A | 0 | 0 | 0 | 0 | 0 | 0 | 0 | [7 empty] | 0 | 0
Main Bldg. | 0 | Variable Frequency Drives (VFD) < 50 HP | 0 | 0 | 0 | 0 | 0 | 0 | 0 | [7 empty] | 0 | 0
Main Bldg. | 0 | Variable Frequency Drives (VFD) 51-200 HP | 0 | 0 | 0 | 0 | 0 | 0 | 0 | [7 empty] | 0 | 0
Main Bldg. | 0 | Motors < 50 HP | 0 | 0 | 0 | 0 | 0 | 0 | 0 | [7 empty] | 0 | 0
Main Bldg. | 0 | Motors 51-200 HP | 0 | 0 | 0 | 0 | 0 | 0 | 0 | [7 empty] | 0 | 0
Main Bldg. | 0 | Motors 201-500 HP | 0 | 0 | 0 | 0 | 0 | 0 | 0 | [7 empty] | 0 | 0
Main Bldg. | 0 | Compressed Air Equipment | 0 | 0 | 0 | 0 | 0 | 0 | 0 | [7 empty] | 0 | 0
Main Bldg. | 0 | HVAC Equipment (Large) | 0 | 0 | 0 | 0 | 0 | 0 | 0 | [7 empty] | 0 | 0
Main Bldg. | 0 | HVAC Equipment (Small) | 0 | 0 | 0 | 0 | 0 | 0 | 0 | [7 empty] | 0 | 0
Main Bldg. | 0 | Uninterruptible Power Supply (UPS) < 50kVA | 0 | 0 | 0 | 0 | 0 | 0 | 0 | [7 empty] | 0 | 0
Main Bldg. | 0 | Uninterruptible Power Supply (UPS) > 50kVA | 0 | 0 | 0 | 0 | 0 | 0 | 0 | [7 empty] | 0 | 0
Main Bldg. | 0 | Switchgear - Incoming Main Service (Per Section) | 0 | 0 | 0 | 0 | 0 | 0 | 0 | 0 | 0 |  |  | 0 |  |  | 0 | 0
Main Bldg. | 0 | Switchgear Insulated Case Breakers (Bus Mounted) | 0 | 0 | 0 | 0 | 0 | 0 | 0 | 0 | [6 empty] | 0 | 0
Main Bldg. | 0 | SwitchGear Drawout Breakers | 0 | 0 | 0 | 0 | 0 | 0 | 0 |  | 0 | [5 empty] | 0 | 0
Main Bldg. | 0 | Distribution Switchboard Multi Cover (Per Section) | 0 | 0 | 0 | 0 | 0 | 0 | 0 | 0 |  |  |  | 0 |  |  | 0 | 0
Main Bldg. | 0 | Switchboard Disconnects | 0 | 0 | 0 | 0 | 0 | 0 | 0 | [7 empty] | 0 | 0
Main Bldg. | 0 | Switchboard Molded Case Breakers | 0 | 0 | 0 | 0 | 0 | 0 | 0 | 0 | [6 empty] | 0 | 0
Main Bldg. | 0 | Panelboard-Single Cover > 400A (Distribution Panel) | 0 | 0 | 0 | 0 | 0 | 0 | 0 | 0 |  |  |  | 0 |  |  | 0 | 0
Main Bldg. | 0 | Panelboard-Single Cover < 400A (Branch Ckt Panel) | 0 | 0 | 0 | 0 | 0 | 0 | 0 |  |  |  |  | 0 |  |  | 0 | 0
Main Bldg. | 0 | Motor Control Center (MCC-Per Vertical Section) | 0 | 0 | 0 | 0 | 0 | 0 | 0 |  |  |  |  | 0 |  |  | 0 | 0
Main Bldg. | 0 | MCC: Combination Motor Starters | 0 | 0 | 0 | 0 | 0 | 0 | 0 | 0 |  |  |  | 0 |  |  | 0 | 0
Main Bldg. | 0 | MCC: Molded Case Breaker | 0 | 0 | 0 | 0 | 0 | 0 | 0 | 0 | [6 empty] | 0 | 0
Main Bldg. | 0 | MCC: Individual Disconnect Switch | 0 | 0 | 0 | 0 | 0 | 0 | 0 | [7 empty] | 0 | 0
Main Bldg. | 0 | Motor Control Panel (MCP) | 0 | 0 | 0 | 0 | 0 | 0 | 0 |  |  |  |  | 0 |  |  | 0 | 0
Main Bldg. | 0 | VFD Motor Control Panel (VFD-MCP) | 0 | 0 | 0 | 0 | 0 | 0 | 0 |  |  |  |  | 0 |  |  | 0 | 0
Main Bldg. | 0 | Individual Disconnect Switch > 100A | 0 | 0 | 0 | 0 | 0 | 0 | 0 | 0 | [6 empty] | 0 | 0
Main Bldg. | 0 | Individual Molded Case Breaker > 100A | 0 | 0 | 0 | 0 | 0 | 0 | 0 | 0 | [6 empty] | 0 | 0
Main Bldg. | 0 | Individual Combination Motor Starter > 100A | 0 | 0 | 0 | 0 | 0 | 0 | 0 | 0 | [6 empty] | 0 | 0
Main Bldg. | 0 | Oil Filled Transformer - 5kV-15kV Primary - Any Size (Pad Mounted) | 0 | 0 | 0 | 0 | 0 | 0 | 0 |  |  | 0 | 0 |  | 0 |  | 0 | 0
Main Bldg. | 0 | Oil Filled Transformer - > 15kV Primary (Substation Class) | 0 | 0 | 0 | 0 | 0 | 0 | 0 |  |  | 0 | 0 |  | 0 |  | 0 | 0
Main Bldg. | 0 | Dry Type Transformer - < 480V Primary - Any Size kVA | 0 | 0 | 0 | 0 | 0 | 0 | 0 |  |  | 0 | 0 |  |  |  | 0 | 0
Main Bldg. | 0 | Power Factor Correction Capacitors | 0 | 0 | 0 | 0 | 0 | 0 | 0 | [7 empty] | 0 | 0
Main Bldg. | 0 | Lighting Contactor > 100A | 0 | 0 | 0 | 0 | 0 | 0 | 0 | [7 empty] | 0 | 0
Main Bldg. | 0 | Power Distribution Unit (PDU) | 0 | 0 | 0 | 0 | 0 | 0 | 0 | [7 empty] | 0 | 0
Main Bldg. | 0 | Wire Trough, Gutter, or Large Junction Boxes | 0 | 0 | 0 | 0 | 0 | 0 | 0 | [7 empty] | 0 | 0
Main Bldg. | 0 | Bus Duct - Vertical or Horizontal (Per 10' section) | 0 | 0 | 0 | 0 | 0 | 0 | 0 | [7 empty] | 0 | 0
Main Bldg. | 0 | Automatic Transfer Switch (ATS) > 100A | 0 | 0 | 0 | 0 | 0 | 0 | 0 | [7 empty] | 0 | 0
Main Bldg. | 0 | Manual Transfer Switch (MTS) > 100A | 0 | 0 | 0 | 0 | 0 | 0 | 0 | [7 empty] | 0 | 0
Main Bldg. | 0 | Variable Frequency Drives (VFD) < 50 HP | 0 | 0 | 0 | 0 | 0 | 0 | 0 | [7 empty] | 0 | 0
Main Bldg. | 0 | Variable Frequency Drives (VFD) 51-200 HP | 0 | 0 | 0 | 0 | 0 | 0 | 0 | [7 empty] | 0 | 0
Main Bldg. | 0 | Motors < 50 HP | 0 | 0 | 0 | 0 | 0 | 0 | 0 | [7 empty] | 0 | 0
Main Bldg. | 0 | Motors 51-200 HP | 0 | 0 | 0 | 0 | 0 | 0 | 0 | [7 empty] | 0 | 0
Main Bldg. | 0 | Motors 201-500 HP | 0 | 0 | 0 | 0 | 0 | 0 | 0 | [7 empty] | 0 | 0
Main Bldg. | 0 | Compressed Air Equipment | 0 | 0 | 0 | 0 | 0 | 0 | 0 | [7 empty] | 0 | 0
Main Bldg. | 0 | HVAC Equipment (Large) | 0 | 0 | 0 | 0 | 0 | 0 | 0 | [7 empty] | 0 | 0
Main Bldg. | 0 | HVAC Equipment (Small) | 0 | 0 | 0 | 0 | 0 | 0 | 0 | [7 empty] | 0 | 0
Main Bldg. | 0 | Uninterruptible Power Supply (UPS) < 50kVA | 0 | 0 | 0 | 0 | 0 | 0 | 0 | [7 empty] | 0 | 0
Main Bldg. | 0 | Uninterruptible Power Supply (UPS) > 50kVA | 0 | 0 | 0 | 0 | 0 | 0 | 0 | [7 empty] | 0 | 0
Main Bldg. | 0 | Switchgear - Incoming Main Service (Per Section) | 0 | 0 | 0 | 0 | 0 | 0 | 0 | 0 | 0 |  |  | 0 |  |  | 0 | 0
Main Bldg. | 0 | Switchgear Insulated Case Breakers (Bus Mounted) | 0 | 0 | 0 | 0 | 0 | 0 | 0 | 0 | [6 empty] | 0 | 0
Main Bldg. | 0 | SwitchGear Drawout Breakers | 0 | 0 | 0 | 0 | 0 | 0 | 0 |  | 0 | [5 empty] | 0 | 0
Main Bldg. | 0 | Distribution Switchboard Multi Cover (Per Section) | 0 | 0 | 0 | 0 | 0 | 0 | 0 | 0 |  |  |  | 0 |  |  | 0 | 0
Main Bldg. | 0 | Switchboard Disconnects | 0 | 0 | 0 | 0 | 0 | 0 | 0 | [7 empty] | 0 | 0
Main Bldg. | 0 | Switchboard Molded Case Breakers | 0 | 0 | 0 | 0 | 0 | 0 | 0 | 0 | [6 empty] | 0 | 0
Main Bldg. | 0 | Panelboard-Single Cover > 400A (Distribution Panel) | 0 | 0 | 0 | 0 | 0 | 0 | 0 | 0 |  |  |  | 0 |  |  | 0 | 0
Main Bldg. | 0 | Panelboard-Single Cover < 400A (Branch Ckt Panel) | 0 | 0 | 0 | 0 | 0 | 0 | 0 |  |  |  |  | 0 |  |  | 0 | 0
Main Bldg. | 0 | Motor Control Center (MCC-Per Vertical Section) | 0 | 0 | 0 | 0 | 0 | 0 | 0 |  |  |  |  | 0 |  |  | 0 | 0
Main Bldg. | 0 | MCC: Combination Motor Starters | 0 | 0 | 0 | 0 | 0 | 0 | 0 | 0 |  |  |  | 0 |  |  | 0 | 0
Main Bldg. | 0 | MCC: Molded Case Breaker | 0 | 0 | 0 | 0 | 0 | 0 | 0 | 0 | [6 empty] | 0 | 0
Main Bldg. | 0 | MCC: Individual Disconnect Switch | 0 | 0 | 0 | 0 | 0 | 0 | 0 | [7 empty] | 0 | 0
Main Bldg. | 0 | Motor Control Panel (MCP) | 0 | 0 | 0 | 0 | 0 | 0 | 0 |  |  |  |  | 0 |  |  | 0 | 0
Main Bldg. | 0 | VFD Motor Control Panel (VFD-MCP) | 0 | 0 | 0 | 0 | 0 | 0 | 0 |  |  |  |  | 0 |  |  | 0 | 0
Main Bldg. | 0 | Individual Disconnect Switch > 100A | 0 | 0 | 0 | 0 | 0 | 0 | 0 | 0 | [6 empty] | 0 | 0
Main Bldg. | 0 | Individual Molded Case Breaker > 100A | 0 | 0 | 0 | 0 | 0 | 0 | 0 | 0 | [6 empty] | 0 | 0
Main Bldg. | 0 | Individual Combination Motor Starter > 100A | 0 | 0 | 0 | 0 | 0 | 0 | 0 | 0 | [6 empty] | 0 | 0
Main Bldg. | 0 | Oil Filled Transformer - 5kV-15kV Primary - Any Size (Pad Mounted) | 0 | 0 | 0 | 0 | 0 | 0 | 0 |  |  | 0 | 0 |  | 0 |  | 0 | 0
Main Bldg. | 0 | Oil Filled Transformer - > 15kV Primary (Substation Class) | 0 | 0 | 0 | 0 | 0 | 0 | 0 |  |  | 0 | 0 |  | 0 |  | 0 | 0
Main Bldg. | 0 | Dry Type Transformer - < 480V Primary - Any Size kVA | 0 | 0 | 0 | 0 | 0 | 0 | 0 |  |  | 0 | 0 |  |  |  | 0 | 0
Main Bldg. | 0 | Power Factor Correction Capacitors | 0 | 0 | 0 | 0 | 0 | 0 | 0 | [7 empty] | 0 | 0
Main Bldg. | 0 | Lighting Contactor > 100A | 0 | 0 | 0 | 0 | 0 | 0 | 0 | [7 empty] | 0 | 0
Main Bldg. | 0 | Power Distribution Unit (PDU) | 0 | 0 | 0 | 0 | 0 | 0 | 0 | [7 empty] | 0 | 0
Main Bldg. | 0 | Wire Trough, Gutter, or Large Junction Boxes | 0 | 0 | 0 | 0 | 0 | 0 | 0 | [7 empty] | 0 | 0
Main Bldg. | 0 | Bus Duct - Vertical or Horizontal (Per 10' section) | 0 | 0 | 0 | 0 | 0 | 0 | 0 | [7 empty] | 0 | 0
Main Bldg. | 0 | Automatic Transfer Switch (ATS) > 100A | 0 | 0 | 0 | 0 | 0 | 0 | 0 | [7 empty] | 0 | 0
Main Bldg. | 0 | Manual Transfer Switch (MTS) > 100A | 0 | 0 | 0 | 0 | 0 | 0 | 0 | [7 empty] | 0 | 0
Main Bldg. | 0 | Variable Frequency Drives (VFD) < 50 HP | 0 | 0 | 0 | 0 | 0 | 0 | 0 | [7 empty] | 0 | 0
Main Bldg. | 0 | Variable Frequency Drives (VFD) 51-200 HP | 0 | 0 | 0 | 0 | 0 | 0 | 0 | [7 empty] | 0 | 0
Main Bldg. | 0 | Motors < 50 HP | 0 | 0 | 0 | 0 | 0 | 0 | 0 | [7 empty] | 0 | 0
Main Bldg. | 0 | Motors 51-200 HP | 0 | 0 | 0 | 0 | 0 | 0 | 0 | [7 empty] | 0 | 0
Main Bldg. | 0 | Motors 201-500 HP | 0 | 0 | 0 | 0 | 0 | 0 | 0 | [7 empty] | 0 | 0
Main Bldg. | 0 | Compressed Air Equipment | 0 | 0 | 0 | 0 | 0 | 0 | 0 | [7 empty] | 0 | 0
Main Bldg. | 0 | HVAC Equipment (Large) | 0 | 0 | 0 | 0 | 0 | 0 | 0 | [7 empty] | 0 | 0
Main Bldg. | 0 | HVAC Equipment (Small) | 0 | 0 | 0 | 0 | 0 | 0 | 0 | [7 empty] | 0 | 0
Main Bldg. | 0 | Uninterruptible Power Supply (UPS) < 50kVA | 0 | 0 | 0 | 0 | 0 | 0 | 0 | [7 empty] | 0 | 0
Main Bldg. | 0 | Uninterruptible Power Supply (UPS) > 50kVA | 0 | 0 | 0 | 0 | 0 | 0 | 0 | [7 empty] | 0 | 0
Main Bldg. | 0 | Switchgear - Incoming Main Service (Per Section) | 0 | 0 | 0 | 0 | 0 | 0 | 0 | 0 | 0 |  |  | 0 |  |  | 0 | 0
Main Bldg. | 0 | Switchgear Insulated Case Breakers (Bus Mounted) | 0 | 0 | 0 | 0 | 0 | 0 | 0 | 0 | [6 empty] | 0 | 0
Main Bldg. | 0 | SwitchGear Drawout Breakers | 0 | 0 | 0 | 0 | 0 | 0 | 0 |  | 0 | [5 empty] | 0 | 0
Main Bldg. | 0 | Distribution Switchboard Multi Cover (Per Section) | 0 | 0 | 0 | 0 | 0 | 0 | 0 | 0 |  |  |  | 0 |  |  | 0 | 0
Main Bldg. | 0 | Switchboard Disconnects | 0 | 0 | 0 | 0 | 0 | 0 | 0 | [7 empty] | 0 | 0
Main Bldg. | 0 | Switchboard Molded Case Breakers | 0 | 0 | 0 | 0 | 0 | 0 | 0 | 0 | [6 empty] | 0 | 0
Main Bldg. | 0 | Panelboard-Single Cover > 400A (Distribution Panel) | 0 | 0 | 0 | 0 | 0 | 0 | 0 | 0 |  |  |  | 0 |  |  | 0 | 0
Main Bldg. | 0 | Panelboard-Single Cover < 400A (Branch Ckt Panel) | 0 | 0 | 0 | 0 | 0 | 0 | 0 |  |  |  |  | 0 |  |  | 0 | 0
Main Bldg. | 0 | Motor Control Center (MCC-Per Vertical Section) | 0 | 0 | 0 | 0 | 0 | 0 | 0 |  |  |  |  | 0 |  |  | 0 | 0
Main Bldg. | 0 | MCC: Combination Motor Starters | 0 | 0 | 0 | 0 | 0 | 0 | 0 | 0 |  |  |  | 0 |  |  | 0 | 0
Main Bldg. | 0 | MCC: Molded Case Breaker | 0 | 0 | 0 | 0 | 0 | 0 | 0 | 0 | [6 empty] | 0 | 0
Main Bldg. | 0 | MCC: Individual Disconnect Switch | 0 | 0 | 0 | 0 | 0 | 0 | 0 | [7 empty] | 0 | 0
Main Bldg. | 0 | Motor Control Panel (MCP) | 0 | 0 | 0 | 0 | 0 | 0 | 0 |  |  |  |  | 0 |  |  | 0 | 0
Main Bldg. | 0 | VFD Motor Control Panel (VFD-MCP) | 0 | 0 | 0 | 0 | 0 | 0 | 0 |  |  |  |  | 0 |  |  | 0 | 0
Main Bldg. | 0 | Individual Disconnect Switch > 100A | 0 | 0 | 0 | 0 | 0 | 0 | 0 | 0 | [6 empty] | 0 | 0
Main Bldg. | 0 | Individual Molded Case Breaker > 100A | 0 | 0 | 0 | 0 | 0 | 0 | 0 | 0 | [6 empty] | 0 | 0
Main Bldg. | 0 | Individual Combination Motor Starter > 100A | 0 | 0 | 0 | 0 | 0 | 0 | 0 | 0 | [6 empty] | 0 | 0
Main Bldg. | 0 | Oil Filled Transformer - 5kV-15kV Primary - Any Size (Pad Mounted) | 0 | 0 | 0 | 0 | 0 | 0 | 0 |  |  | 0 | 0 |  | 0 |  | 0 | 0
Main Bldg. | 0 | Oil Filled Transformer - > 15kV Primary (Substation Class) | 0 | 0 | 0 | 0 | 0 | 0 | 0 |  |  | 0 | 0 |  | 0 |  | 0 | 0
Main Bldg. | 0 | Dry Type Transformer - < 480V Primary - Any Size kVA | 0 | 0 | 0 | 0 | 0 | 0 | 0 |  |  | 0 | 0 |  |  |  | 0 | 0
Main Bldg. | 0 | Power Factor Correction Capacitors | 0 | 0 | 0 | 0 | 0 | 0 | 0 | [7 empty] | 0 | 0
Main Bldg. | 0 | Lighting Contactor > 100A | 0 | 0 | 0 | 0 | 0 | 0 | 0 | [7 empty] | 0 | 0
Main Bldg. | 0 | Power Distribution Unit (PDU) | 0 | 0 | 0 | 0 | 0 | 0 | 0 | [7 empty] | 0 | 0
Main Bldg. | 0 | Wire Trough, Gutter, or Large Junction Boxes | 0 | 0 | 0 | 0 | 0 | 0 | 0 | [7 empty] | 0 | 0
Main Bldg. | 0 | Bus Duct - Vertical or Horizontal (Per 10' section) | 0 | 0 | 0 | 0 | 0 | 0 | 0 | [7 empty] | 0 | 0
Main Bldg. | 0 | Automatic Transfer Switch (ATS) > 100A | 0 | 0 | 0 | 0 | 0 | 0 | 0 | [7 empty] | 0 | 0
Main Bldg. | 0 | Manual Transfer Switch (MTS) > 100A | 0 | 0 | 0 | 0 | 0 | 0 | 0 | [7 empty] | 0 | 0
Main Bldg. | 0 | Variable Frequency Drives (VFD) < 50 HP | 0 | 0 | 0 | 0 | 0 | 0 | 0 | [7 empty] | 0 | 0
Main Bldg. | 0 | Variable Frequency Drives (VFD) 51-200 HP | 0 | 0 | 0 | 0 | 0 | 0 | 0 | [7 empty] | 0 | 0
Main Bldg. | 0 | Motors < 50 HP | 0 | 0 | 0 | 0 | 0 | 0 | 0 | [7 empty] | 0 | 0
Main Bldg. | 0 | Motors 51-200 HP | 0 | 0 | 0 | 0 | 0 | 0 | 0 | [7 empty] | 0 | 0
Main Bldg. | 0 | Motors 201-500 HP | 0 | 0 | 0 | 0 | 0 | 0 | 0 | [7 empty] | 0 | 0
Main Bldg. | 0 | Compressed Air Equipment | 0 | 0 | 0 | 0 | 0 | 0 | 0 | [7 empty] | 0 | 0
Main Bldg. | 0 | HVAC Equipment (Large) | 0 | 0 | 0 | 0 | 0 | 0 | 0 | [7 empty] | 0 | 0
Main Bldg. | 0 | HVAC Equipment (Small) | 0 | 0 | 0 | 0 | 0 | 0 | 0 | [7 empty] | 0 | 0
Main Bldg. | 0 | Uninterruptible Power Supply (UPS) < 50kVA | 0 | 0 | 0 | 0 | 0 | 0 | 0 | [7 empty] | 0 | 0
Main Bldg. | 0 | Uninterruptible Power Supply (UPS) > 50kVA | 0 | 0 | 0 | 0 | 0 | 0 | 0 | [7 empty] | 0 | 0
Main Bldg. | 0 | Switchgear - Incoming Main Service (Per Section) | 0 | 0 | 0 | 0 | 0 | 0 | 0 | 0 | 0 |  |  | 0 |  |  | 0 | 0
Main Bldg. | 0 | Switchgear Insulated Case Breakers (Bus Mounted) | 0 | 0 | 0 | 0 | 0 | 0 | 0 | 0 | [6 empty] | 0 | 0
Main Bldg. | 0 | SwitchGear Drawout Breakers | 0 | 0 | 0 | 0 | 0 | 0 | 0 |  | 0 | [5 empty] | 0 | 0
Main Bldg. | 0 | Distribution Switchboard Multi Cover (Per Section) | 0 | 0 | 0 | 0 | 0 | 0 | 0 | 0 |  |  |  | 0 |  |  | 0 | 0
Main Bldg. | 0 | Switchboard Disconnects | 0 | 0 | 0 | 0 | 0 | 0 | 0 | [7 empty] | 0 | 0
Main Bldg. | 0 | Switchboard Molded Case Breakers | 0 | 0 | 0 | 0 | 0 | 0 | 0 | 0 | [6 empty] | 0 | 0
Main Bldg. | 0 | Panelboard-Single Cover > 400A (Distribution Panel) | 0 | 0 | 0 | 0 | 0 | 0 | 0 | 0 |  |  |  | 0 |  |  | 0 | 0
Main Bldg. | 0 | Panelboard-Single Cover < 400A (Branch Ckt Panel) | 0 | 0 | 0 | 0 | 0 | 0 | 0 |  |  |  |  | 0 |  |  | 0 | 0
Main Bldg. | 0 | Motor Control Center (MCC-Per Vertical Section) | 0 | 0 | 0 | 0 | 0 | 0 | 0 |  |  |  |  | 0 |  |  | 0 | 0
Main Bldg. | 0 | MCC: Combination Motor Starters | 0 | 0 | 0 | 0 | 0 | 0 | 0 | 0 |  |  |  | 0 |  |  | 0 | 0
Main Bldg. | 0 | MCC: Molded Case Breaker | 0 | 0 | 0 | 0 | 0 | 0 | 0 | 0 | [6 empty] | 0 | 0
Main Bldg. | 0 | MCC: Individual Disconnect Switch | 0 | 0 | 0 | 0 | 0 | 0 | 0 | [7 empty] | 0 | 0
Main Bldg. | 0 | Motor Control Panel (MCP) | 0 | 0 | 0 | 0 | 0 | 0 | 0 |  |  |  |  | 0 |  |  | 0 | 0
Main Bldg. | 0 | VFD Motor Control Panel (VFD-MCP) | 0 | 0 | 0 | 0 | 0 | 0 | 0 |  |  |  |  | 0 |  |  | 0 | 0
Main Bldg. | 0 | Individual Disconnect Switch > 100A | 0 | 0 | 0 | 0 | 0 | 0 | 0 | 0 | [6 empty] | 0 | 0
Main Bldg. | 0 | Individual Molded Case Breaker > 100A | 0 | 0 | 0 | 0 | 0 | 0 | 0 | 0 | [6 empty] | 0 | 0
Main Bldg. | 0 | Individual Combination Motor Starter > 100A | 0 | 0 | 0 | 0 | 0 | 0 | 0 | 0 | [6 empty] | 0 | 0
Main Bldg. | 0 | Oil Filled Transformer - 5kV-15kV Primary - Any Size (Pad Mounted) | 0 | 0 | 0 | 0 | 0 | 0 | 0 |  |  | 0 | 0 |  | 0 |  | 0 | 0
Main Bldg. | 0 | Oil Filled Transformer - > 15kV Primary (Substation Class) | 0 | 0 | 0 | 0 | 0 | 0 | 0 |  |  | 0 | 0 |  | 0 |  | 0 | 0
Main Bldg. | 0 | Dry Type Transformer - < 480V Primary - Any Size kVA | 0 | 0 | 0 | 0 | 0 | 0 | 0 |  |  | 0 | 0 |  |  |  | 0 | 0
Main Bldg. | 0 | Power Factor Correction Capacitors | 0 | 0 | 0 | 0 | 0 | 0 | 0 | [7 empty] | 0 | 0
Main Bldg. | 0 | Lighting Contactor > 100A | 0 | 0 | 0 | 0 | 0 | 0 | 0 | [7 empty] | 0 | 0
Main Bldg. | 0 | Power Distribution Unit (PDU) | 0 | 0 | 0 | 0 | 0 | 0 | 0 | [7 empty] | 0 | 0
Main Bldg. | 0 | Wire Trough, Gutter, or Large Junction Boxes | 0 | 0 | 0 | 0 | 0 | 0 | 0 | [7 empty] | 0 | 0
Main Bldg. | 0 | Bus Duct - Vertical or Horizontal (Per 10' section) | 0 | 0 | 0 | 0 | 0 | 0 | 0 | [7 empty] | 0 | 0
Main Bldg. | 0 | Automatic Transfer Switch (ATS) > 100A | 0 | 0 | 0 | 0 | 0 | 0 | 0 | [7 empty] | 0 | 0
Main Bldg. | 0 | Manual Transfer Switch (MTS) > 100A | 0 | 0 | 0 | 0 | 0 | 0 | 0 | [7 empty] | 0 | 0
Main Bldg. | 0 | Variable Frequency Drives (VFD) < 50 HP | 0 | 0 | 0 | 0 | 0 | 0 | 0 | [7 empty] | 0 | 0
Main Bldg. | 0 | Variable Frequency Drives (VFD) 51-200 HP | 0 | 0 | 0 | 0 | 0 | 0 | 0 | [7 empty] | 0 | 0
Main Bldg. | 0 | Motors < 50 HP | 0 | 0 | 0 | 0 | 0 | 0 | 0 | [7 empty] | 0 | 0
Main Bldg. | 0 | Motors 51-200 HP | 0 | 0 | 0 | 0 | 0 | 0 | 0 | [7 empty] | 0 | 0
Main Bldg. | 0 | Motors 201-500 HP | 0 | 0 | 0 | 0 | 0 | 0 | 0 | [7 empty] | 0 | 0
Main Bldg. | 0 | Compressed Air Equipment | 0 | 0 | 0 | 0 | 0 | 0 | 0 | [7 empty] | 0 | 0
Main Bldg. | 0 | HVAC Equipment (Large) | 0 | 0 | 0 | 0 | 0 | 0 | 0 | [7 empty] | 0 | 0
Main Bldg. | 0 | HVAC Equipment (Small) | 0 | 0 | 0 | 0 | 0 | 0 | 0 | [7 empty] | 0 | 0
Main Bldg. | 0 | Uninterruptible Power Supply (UPS) < 50kVA | 0 | 0 | 0 | 0 | 0 | 0 | 0 | [7 empty] | 0 | 0
Main Bldg. | 0 | Uninterruptible Power Supply (UPS) > 50kVA | 0 | 0 | 0 | 0 | 0 | 0 | 0 | [7 empty] | 0 | 0
Main Bldg. | 0 | Switchgear - Incoming Main Service (Per Section) | 0 | 0 | 0 | 0 | 0 | 0 | 0 | 0 | 0 |  |  | 0 |  |  | 0 | 0
Main Bldg. | 0 | Switchgear Insulated Case Breakers (Bus Mounted) | 0 | 0 | 0 | 0 | 0 | 0 | 0 | 0 | [6 empty] | 0 | 0
Main Bldg. | 0 | SwitchGear Drawout Breakers | 0 | 0 | 0 | 0 | 0 | 0 | 0 |  | 0 | [5 empty] | 0 | 0
Main Bldg. | 0 | Distribution Switchboard Multi Cover (Per Section) | 0 | 0 | 0 | 0 | 0 | 0 | 0 | 0 |  |  |  | 0 |  |  | 0 | 0
Main Bldg. | 0 | Switchboard Disconnects | 0 | 0 | 0 | 0 | 0 | 0 | 0 | [7 empty] | 0 | 0
Main Bldg. | 0 | Switchboard Molded Case Breakers | 0 | 0 | 0 | 0 | 0 | 0 | 0 | 0 | [6 empty] | 0 | 0
Main Bldg. | 0 | Panelboard-Single Cover > 400A (Distribution Panel) | 0 | 0 | 0 | 0 | 0 | 0 | 0 | 0 |  |  |  | 0 |  |  | 0 | 0
Main Bldg. | 0 | Panelboard-Single Cover < 400A (Branch Ckt Panel) | 0 | 0 | 0 | 0 | 0 | 0 | 0 |  |  |  |  | 0 |  |  | 0 | 0
Main Bldg. | 0 | Motor Control Center (MCC-Per Vertical Section) | 0 | 0 | 0 | 0 | 0 | 0 | 0 |  |  |  |  | 0 |  |  | 0 | 0
Main Bldg. | 0 | MCC: Combination Motor Starters | 0 | 0 | 0 | 0 | 0 | 0 | 0 | 0 |  |  |  | 0 |  |  | 0 | 0
Main Bldg. | 0 | MCC: Molded Case Breaker | 0 | 0 | 0 | 0 | 0 | 0 | 0 | 0 | [6 empty] | 0 | 0
Main Bldg. | 0 | MCC: Individual Disconnect Switch | 0 | 0 | 0 | 0 | 0 | 0 | 0 | [7 empty] | 0 | 0
Main Bldg. | 0 | Motor Control Panel (MCP) | 0 | 0 | 0 | 0 | 0 | 0 | 0 |  |  |  |  | 0 |  |  | 0 | 0
Main Bldg. | 0 | VFD Motor Control Panel (VFD-MCP) | 0 | 0 | 0 | 0 | 0 | 0 | 0 |  |  |  |  | 0 |  |  | 0 | 0
Main Bldg. | 0 | Individual Disconnect Switch > 100A | 0 | 0 | 0 | 0 | 0 | 0 | 0 | 0 | [6 empty] | 0 | 0
Main Bldg. | 0 | Individual Molded Case Breaker > 100A | 0 | 0 | 0 | 0 | 0 | 0 | 0 | 0 | [6 empty] | 0 | 0
Main Bldg. | 0 | Individual Combination Motor Starter > 100A | 0 | 0 | 0 | 0 | 0 | 0 | 0 | 0 | [6 empty] | 0 | 0
Main Bldg. | 0 | Oil Filled Transformer - 5kV-15kV Primary - Any Size (Pad Mounted) | 0 | 0 | 0 | 0 | 0 | 0 | 0 |  |  | 0 | 0 |  | 0 |  | 0 | 0
Main Bldg. | 0 | Oil Filled Transformer - > 15kV Primary (Substation Class) | 0 | 0 | 0 | 0 | 0 | 0 | 0 |  |  | 0 | 0 |  | 0 |  | 0 | 0
Main Bldg. | 0 | Dry Type Transformer - < 480V Primary - Any Size kVA | 0 | 0 | 0 | 0 | 0 | 0 | 0 |  |  | 0 | 0 |  |  |  | 0 | 0
Main Bldg. | 0 | Power Factor Correction Capacitors | 0 | 0 | 0 | 0 | 0 | 0 | 0 | [7 empty] | 0 | 0
Main Bldg. | 0 | Lighting Contactor > 100A | 0 | 0 | 0 | 0 | 0 | 0 | 0 | [7 empty] | 0 | 0
Main Bldg. | 0 | Power Distribution Unit (PDU) | 0 | 0 | 0 | 0 | 0 | 0 | 0 | [7 empty] | 0 | 0
Main Bldg. | 0 | Wire Trough, Gutter, or Large Junction Boxes | 0 | 0 | 0 | 0 | 0 | 0 | 0 | [7 empty] | 0 | 0
Main Bldg. | 0 | Bus Duct - Vertical or Horizontal (Per 10' section) | 0 | 0 | 0 | 0 | 0 | 0 | 0 | [7 empty] | 0 | 0
Main Bldg. | 0 | Automatic Transfer Switch (ATS) > 100A | 0 | 0 | 0 | 0 | 0 | 0 | 0 | [7 empty] | 0 | 0
Main Bldg. | 0 | Manual Transfer Switch (MTS) > 100A | 0 | 0 | 0 | 0 | 0 | 0 | 0 | [7 empty] | 0 | 0
Main Bldg. | 0 | Variable Frequency Drives (VFD) < 50 HP | 0 | 0 | 0 | 0 | 0 | 0 | 0 | [7 empty] | 0 | 0
Main Bldg. | 0 | Variable Frequency Drives (VFD) 51-200 HP | 0 | 0 | 0 | 0 | 0 | 0 | 0 | [7 empty] | 0 | 0
Main Bldg. | 0 | Motors < 50 HP | 0 | 0 | 0 | 0 | 0 | 0 | 0 | [7 empty] | 0 | 0
Main Bldg. | 0 | Motors 51-200 HP | 0 | 0 | 0 | 0 | 0 | 0 | 0 | [7 empty] | 0 | 0
Main Bldg. | 0 | Motors 201-500 HP | 0 | 0 | 0 | 0 | 0 | 0 | 0 | [7 empty] | 0 | 0
Main Bldg. | 0 | Compressed Air Equipment | 0 | 0 | 0 | 0 | 0 | 0 | 0 | [7 empty] | 0 | 0
Main Bldg. | 0 | HVAC Equipment (Large) | 0 | 0 | 0 | 0 | 0 | 0 | 0 | [7 empty] | 0 | 0
Main Bldg. | 0 | HVAC Equipment (Small) | 0 | 0 | 0 | 0 | 0 | 0 | 0 | [7 empty] | 0 | 0
Main Bldg. | 0 | Uninterruptible Power Supply (UPS) < 50kVA | 0 | 0 | 0 | 0 | 0 | 0 | 0 | [7 empty] | 0 | 0
Main Bldg. | 0 | Uninterruptible Power Supply (UPS) > 50kVA | 0 | 0 | 0 | 0 | 0 | 0 | 0 | [7 empty] | 0 | 0
Main Bldg. | 0 | Switchgear - Incoming Main Service (Per Section) | 0 | 0 | 0 | 0 | 0 | 0 | 0 | 0 | 0 |  |  | 0 |  |  | 0 | 0
Main Bldg. | 0 | Switchgear Insulated Case Breakers (Bus Mounted) | 0 | 0 | 0 | 0 | 0 | 0 | 0 | 0 | [6 empty] | 0 | 0
Main Bldg. | 0 | SwitchGear Drawout Breakers | 0 | 0 | 0 | 0 | 0 | 0 | 0 |  | 0 | [5 empty] | 0 | 0
Main Bldg. | 0 | Distribution Switchboard Multi Cover (Per Section) | 0 | 0 | 0 | 0 | 0 | 0 | 0 | 0 |  |  |  | 0 |  |  | 0 | 0
Main Bldg. | 0 | Switchboard Disconnects | 0 | 0 | 0 | 0 | 0 | 0 | 0 | [7 empty] | 0 | 0
Main Bldg. | 0 | Switchboard Molded Case Breakers | 0 | 0 | 0 | 0 | 0 | 0 | 0 | 0 | [6 empty] | 0 | 0
Main Bldg. | 0 | Panelboard-Single Cover > 400A (Distribution Panel) | 0 | 0 | 0 | 0 | 0 | 0 | 0 | 0 |  |  |  | 0 |  |  | 0 | 0
Main Bldg. | 0 | Panelboard-Single Cover < 400A (Branch Ckt Panel) | 0 | 0 | 0 | 0 | 0 | 0 | 0 |  |  |  |  | 0 |  |  | 0 | 0
Main Bldg. | 0 | Motor Control Center (MCC-Per Vertical Section) | 0 | 0 | 0 | 0 | 0 | 0 | 0 |  |  |  |  | 0 |  |  | 0 | 0
Main Bldg. | 0 | MCC: Combination Motor Starters | 0 | 0 | 0 | 0 | 0 | 0 | 0 | 0 |  |  |  | 0 |  |  | 0 | 0
Main Bldg. | 0 | MCC: Molded Case Breaker | 0 | 0 | 0 | 0 | 0 | 0 | 0 | 0 | [6 empty] | 0 | 0
Main Bldg. | 0 | MCC: Individual Disconnect Switch | 0 | 0 | 0 | 0 | 0 | 0 | 0 | [7 empty] | 0 | 0
Main Bldg. | 0 | Motor Control Panel (MCP) | 0 | 0 | 0 | 0 | 0 | 0 | 0 |  |  |  |  | 0 |  |  | 0 | 0
Main Bldg. | 0 | VFD Motor Control Panel (VFD-MCP) | 0 | 0 | 0 | 0 | 0 | 0 | 0 |  |  |  |  | 0 |  |  | 0 | 0
Main Bldg. | 0 | Individual Disconnect Switch > 100A | 0 | 0 | 0 | 0 | 0 | 0 | 0 | 0 | [6 empty] | 0 | 0
Main Bldg. | 0 | Individual Molded Case Breaker > 100A | 0 | 0 | 0 | 0 | 0 | 0 | 0 | 0 | [6 empty] | 0 | 0
Main Bldg. | 0 | Individual Combination Motor Starter > 100A | 0 | 0 | 0 | 0 | 0 | 0 | 0 | 0 | [6 empty] | 0 | 0
Main Bldg. | 0 | Oil Filled Transformer - 5kV-15kV Primary - Any Size (Pad Mounted) | 0 | 0 | 0 | 0 | 0 | 0 | 0 |  |  | 0 | 0 |  | 0 |  | 0 | 0
Main Bldg. | 0 | Oil Filled Transformer - > 15kV Primary (Substation Class) | 0 | 0 | 0 | 0 | 0 | 0 | 0 |  |  | 0 | 0 |  | 0 |  | 0 | 0
Main Bldg. | 0 | Dry Type Transformer - < 480V Primary - Any Size kVA | 0 | 0 | 0 | 0 | 0 | 0 | 0 |  |  | 0 | 0 |  |  |  | 0 | 0
Main Bldg. | 0 | Power Factor Correction Capacitors | 0 | 0 | 0 | 0 | 0 | 0 | 0 | [7 empty] | 0 | 0
Main Bldg. | 0 | Lighting Contactor > 100A | 0 | 0 | 0 | 0 | 0 | 0 | 0 | [7 empty] | 0 | 0
Main Bldg. | 0 | Power Distribution Unit (PDU) | 0 | 0 | 0 | 0 | 0 | 0 | 0 | [7 empty] | 0 | 0
Main Bldg. | 0 | Wire Trough, Gutter, or Large Junction Boxes | 0 | 0 | 0 | 0 | 0 | 0 | 0 | [7 empty] | 0 | 0
Main Bldg. | 0 | Bus Duct - Vertical or Horizontal (Per 10' section) | 0 | 0 | 0 | 0 | 0 | 0 | 0 | [7 empty] | 0 | 0
Main Bldg. | 0 | Automatic Transfer Switch (ATS) > 100A | 0 | 0 | 0 | 0 | 0 | 0 | 0 | [7 empty] | 0 | 0
Main Bldg. | 0 | Manual Transfer Switch (MTS) > 100A | 0 | 0 | 0 | 0 | 0 | 0 | 0 | [7 empty] | 0 | 0
Main Bldg. | 0 | Variable Frequency Drives (VFD) < 50 HP | 0 | 0 | 0 | 0 | 0 | 0 | 0 | [7 empty] | 0 | 0
Main Bldg. | 0 | Variable Frequency Drives (VFD) 51-200 HP | 0 | 0 | 0 | 0 | 0 | 0 | 0 | [7 empty] | 0 | 0
Main Bldg. | 0 | Motors < 50 HP | 0 | 0 | 0 | 0 | 0 | 0 | 0 | [7 empty] | 0 | 0
Main Bldg. | 0 | Motors 51-200 HP | 0 | 0 | 0 | 0 | 0 | 0 | 0 | [7 empty] | 0 | 0
Main Bldg. | 0 | Motors 201-500 HP | 0 | 0 | 0 | 0 | 0 | 0 | 0 | [7 empty] | 0 | 0
Main Bldg. | 0 | Compressed Air Equipment | 0 | 0 | 0 | 0 | 0 | 0 | 0 | [7 empty] | 0 | 0
Main Bldg. | 0 | HVAC Equipment (Large) | 0 | 0 | 0 | 0 | 0 | 0 | 0 | [7 empty] | 0 | 0
Main Bldg. | 0 | HVAC Equipment (Small) | 0 | 0 | 0 | 0 | 0 | 0 | 0 | [7 empty] | 0 | 0
Main Bldg. | 0 | Uninterruptible Power Supply (UPS) < 50kVA | 0 | 0 | 0 | 0 | 0 | 0 | 0 | [7 empty] | 0 | 0
Main Bldg. | 0 | Uninterruptible Power Supply (UPS) > 50kVA | 0 | 0 | 0 | 0 | 0 | 0 | 0 | [7 empty] | 0 | 0
Main Bldg. | 0 | Switchgear - Incoming Main Service (Per Section) | 0 | 0 | 0 | 0 | 0 | 0 | 0 | 0 | 0 |  |  | 0 |  |  | 0 | 0
Main Bldg. | 0 | Switchgear Insulated Case Breakers (Bus Mounted) | 0 | 0 | 0 | 0 | 0 | 0 | 0 | 0 | [6 empty] | 0 | 0
Main Bldg. | 0 | SwitchGear Drawout Breakers | 0 | 0 | 0 | 0 | 0 | 0 | 0 |  | 0 | [5 empty] | 0 | 0
Main Bldg. | 0 | Distribution Switchboard Multi Cover (Per Section) | 0 | 0 | 0 | 0 | 0 | 0 | 0 | 0 |  |  |  | 0 |  |  | 0 | 0
Main Bldg. | 0 | Switchboard Disconnects | 0 | 0 | 0 | 0 | 0 | 0 | 0 | [7 empty] | 0 | 0
Main Bldg. | 0 | Switchboard Molded Case Breakers | 0 | 0 | 0 | 0 | 0 | 0 | 0 | 0 | [6 empty] | 0 | 0
Main Bldg. | 0 | Panelboard-Single Cover > 400A (Distribution Panel) | 0 | 0 | 0 | 0 | 0 | 0 | 0 | 0 |  |  |  | 0 |  |  | 0 | 0
Main Bldg. | 0 | Panelboard-Single Cover < 400A (Branch Ckt Panel) | 0 | 0 | 0 | 0 | 0 | 0 | 0 |  |  |  |  | 0 |  |  | 0 | 0
Main Bldg. | 0 | Motor Control Center (MCC-Per Vertical Section) | 0 | 0 | 0 | 0 | 0 | 0 | 0 |  |  |  |  | 0 |  |  | 0 | 0
Main Bldg. | 0 | MCC: Combination Motor Starters | 0 | 0 | 0 | 0 | 0 | 0 | 0 | 0 |  |  |  | 0 |  |  | 0 | 0
Main Bldg. | 0 | MCC: Molded Case Breaker | 0 | 0 | 0 | 0 | 0 | 0 | 0 | 0 | [6 empty] | 0 | 0
Main Bldg. | 0 | MCC: Individual Disconnect Switch | 0 | 0 | 0 | 0 | 0 | 0 | 0 | [7 empty] | 0 | 0
Main Bldg. | 0 | Motor Control Panel (MCP) | 0 | 0 | 0 | 0 | 0 | 0 | 0 |  |  |  |  | 0 |  |  | 0 | 0
Main Bldg. | 0 | VFD Motor Control Panel (VFD-MCP) | 0 | 0 | 0 | 0 | 0 | 0 | 0 |  |  |  |  | 0 |  |  | 0 | 0
Main Bldg. | 0 | Individual Disconnect Switch > 100A | 0 | 0 | 0 | 0 | 0 | 0 | 0 | 0 | [6 empty] | 0 | 0
Main Bldg. | 0 | Individual Molded Case Breaker > 100A | 0 | 0 | 0 | 0 | 0 | 0 | 0 | 0 | [6 empty] | 0 | 0
Main Bldg. | 0 | Individual Combination Motor Starter > 100A | 0 | 0 | 0 | 0 | 0 | 0 | 0 | 0 | [6 empty] | 0 | 0
Main Bldg. | 0 | Oil Filled Transformer - 5kV-15kV Primary - Any Size (Pad Mounted) | 0 | 0 | 0 | 0 | 0 | 0 | 0 |  |  | 0 | 0 |  | 0 |  | 0 | 0
Main Bldg. | 0 | Oil Filled Transformer - > 15kV Primary (Substation Class) | 0 | 0 | 0 | 0 | 0 | 0 | 0 |  |  | 0 | 0 |  | 0 |  | 0 | 0
Main Bldg. | 0 | Dry Type Transformer - < 480V Primary - Any Size kVA | 0 | 0 | 0 | 0 | 0 | 0 | 0 |  |  | 0 | 0 |  |  |  | 0 | 0
Main Bldg. | 0 | Power Factor Correction Capacitors | 0 | 0 | 0 | 0 | 0 | 0 | 0 | [7 empty] | 0 | 0
Main Bldg. | 0 | Lighting Contactor > 100A | 0 | 0 | 0 | 0 | 0 | 0 | 0 | [7 empty] | 0 | 0
Main Bldg. | 0 | Power Distribution Unit (PDU) | 0 | 0 | 0 | 0 | 0 | 0 | 0 | [7 empty] | 0 | 0
Main Bldg. | 0 | Wire Trough, Gutter, or Large Junction Boxes | 0 | 0 | 0 | 0 | 0 | 0 | 0 | [7 empty] | 0 | 0
Main Bldg. | 0 | Bus Duct - Vertical or Horizontal (Per 10' section) | 0 | 0 | 0 | 0 | 0 | 0 | 0 | [7 empty] | 0 | 0
Main Bldg. | 0 | Automatic Transfer Switch (ATS) > 100A | 0 | 0 | 0 | 0 | 0 | 0 | 0 | [7 empty] | 0 | 0
Main Bldg. | 0 | Manual Transfer Switch (MTS) > 100A | 0 | 0 | 0 | 0 | 0 | 0 | 0 | [7 empty] | 0 | 0
Main Bldg. | 0 | Variable Frequency Drives (VFD) < 50 HP | 0 | 0 | 0 | 0 | 0 | 0 | 0 | [7 empty] | 0 | 0
Main Bldg. | 0 | Variable Frequency Drives (VFD) 51-200 HP | 0 | 0 | 0 | 0 | 0 | 0 | 0 | [7 empty] | 0 | 0
Main Bldg. | 0 | Motors < 50 HP | 0 | 0 | 0 | 0 | 0 | 0 | 0 | [7 empty] | 0 | 0
Main Bldg. | 0 | Motors 51-200 HP | 0 | 0 | 0 | 0 | 0 | 0 | 0 | [7 empty] | 0 | 0
Main Bldg. | 0 | Motors 201-500 HP | 0 | 0 | 0 | 0 | 0 | 0 | 0 | [7 empty] | 0 | 0
Main Bldg. | 0 | Compressed Air Equipment | 0 | 0 | 0 | 0 | 0 | 0 | 0 | [7 empty] | 0 | 0
Main Bldg. | 0 | HVAC Equipment (Large) | 0 | 0 | 0 | 0 | 0 | 0 | 0 | [7 empty] | 0 | 0
Main Bldg. | 0 | HVAC Equipment (Small) | 0 | 0 | 0 | 0 | 0 | 0 | 0 | [7 empty] | 0 | 0
Main Bldg. | 0 | Uninterruptible Power Supply (UPS) < 50kVA | 0 | 0 | 0 | 0 | 0 | 0 | 0 | [7 empty] | 0 | 0
Main Bldg. | 0 | Uninterruptible Power Supply (UPS) > 50kVA | 0 | 0 | 0 | 0 | 0 | 0 | 0 | [7 empty] | 0 | 0
Main Bldg. | 0 | Switchgear - Incoming Main Service (Per Section) | 0 | 0 | 0 | 0 | 0 | 0 | 0 | 0 | 0 |  |  | 0 |  |  | 0 | 0
Main Bldg. | 0 | Switchgear Insulated Case Breakers (Bus Mounted) | 0 | 0 | 0 | 0 | 0 | 0 | 0 | 0 | [6 empty] | 0 | 0
Main Bldg. | 0 | SwitchGear Drawout Breakers | 0 | 0 | 0 | 0 | 0 | 0 | 0 |  | 0 | [5 empty] | 0 | 0
Main Bldg. | 0 | Distribution Switchboard Multi Cover (Per Section) | 0 | 0 | 0 | 0 | 0 | 0 | 0 | 0 |  |  |  | 0 |  |  | 0 | 0
Main Bldg. | 0 | Switchboard Disconnects | 0 | 0 | 0 | 0 | 0 | 0 | 0 | [7 empty] | 0 | 0
Main Bldg. | 0 | Switchboard Molded Case Breakers | 0 | 0 | 0 | 0 | 0 | 0 | 0 | 0 | [6 empty] | 0 | 0
Main Bldg. | 0 | Panelboard-Single Cover > 400A (Distribution Panel) | 0 | 0 | 0 | 0 | 0 | 0 | 0 | 0 |  |  |  | 0 |  |  | 0 | 0
Main Bldg. | 0 | Panelboard-Single Cover < 400A (Branch Ckt Panel) | 0 | 0 | 0 | 0 | 0 | 0 | 0 |  |  |  |  | 0 |  |  | 0 | 0
Main Bldg. | 0 | Motor Control Center (MCC-Per Vertical Section) | 0 | 0 | 0 | 0 | 0 | 0 | 0 |  |  |  |  | 0 |  |  | 0 | 0
Main Bldg. | 0 | MCC: Combination Motor Starters | 0 | 0 | 0 | 0 | 0 | 0 | 0 | 0 |  |  |  | 0 |  |  | 0 | 0
Main Bldg. | 0 | MCC: Molded Case Breaker | 0 | 0 | 0 | 0 | 0 | 0 | 0 | 0 | [6 empty] | 0 | 0
Main Bldg. | 0 | MCC: Individual Disconnect Switch | 0 | 0 | 0 | 0 | 0 | 0 | 0 | [7 empty] | 0 | 0
Main Bldg. | 0 | Motor Control Panel (MCP) | 0 | 0 | 0 | 0 | 0 | 0 | 0 |  |  |  |  | 0 |  |  | 0 | 0
Main Bldg. | 0 | VFD Motor Control Panel (VFD-MCP) | 0 | 0 | 0 | 0 | 0 | 0 | 0 |  |  |  |  | 0 |  |  | 0 | 0
Main Bldg. | 0 | Individual Disconnect Switch > 100A | 0 | 0 | 0 | 0 | 0 | 0 | 0 | 0 | [6 empty] | 0 | 0
Main Bldg. | 0 | Individual Molded Case Breaker > 100A | 0 | 0 | 0 | 0 | 0 | 0 | 0 | 0 | [6 empty] | 0 | 0
Main Bldg. | 0 | Individual Combination Motor Starter > 100A | 0 | 0 | 0 | 0 | 0 | 0 | 0 | 0 | [6 empty] | 0 | 0
Main Bldg. | 0 | Oil Filled Transformer - 5kV-15kV Primary - Any Size (Pad Mounted) | 0 | 0 | 0 | 0 | 0 | 0 | 0 |  |  | 0 | 0 |  | 0 |  | 0 | 0
Main Bldg. | 0 | Oil Filled Transformer - > 15kV Primary (Substation Class) | 0 | 0 | 0 | 0 | 0 | 0 | 0 |  |  | 0 | 0 |  | 0 |  | 0 | 0
Main Bldg. | 0 | Dry Type Transformer - < 480V Primary - Any Size kVA | 0 | 0 | 0 | 0 | 0 | 0 | 0 |  |  | 0 | 0 |  |  |  | 0 | 0
Main Bldg. | 0 | Power Factor Correction Capacitors | 0 | 0 | 0 | 0 | 0 | 0 | 0 | [7 empty] | 0 | 0
Main Bldg. | 0 | Lighting Contactor > 100A | 0 | 0 | 0 | 0 | 0 | 0 | 0 | [7 empty] | 0 | 0
Main Bldg. | 0 | Power Distribution Unit (PDU) | 0 | 0 | 0 | 0 | 0 | 0 | 0 | [7 empty] | 0 | 0
Main Bldg. | 0 | Wire Trough, Gutter, or Large Junction Boxes | 0 | 0 | 0 | 0 | 0 | 0 | 0 | [7 empty] | 0 | 0
Main Bldg. | 0 | Bus Duct - Vertical or Horizontal (Per 10' section) | 0 | 0 | 0 | 0 | 0 | 0 | 0 | [7 empty] | 0 | 0
Main Bldg. | 0 | Automatic Transfer Switch (ATS) > 100A | 0 | 0 | 0 | 0 | 0 | 0 | 0 | [7 empty] | 0 | 0
Main Bldg. | 0 | Manual Transfer Switch (MTS) > 100A | 0 | 0 | 0 | 0 | 0 | 0 | 0 | [7 empty] | 0 | 0
Main Bldg. | 0 | Variable Frequency Drives (VFD) < 50 HP | 0 | 0 | 0 | 0 | 0 | 0 | 0 | [7 empty] | 0 | 0
Main Bldg. | 0 | Variable Frequency Drives (VFD) 51-200 HP | 0 | 0 | 0 | 0 | 0 | 0 | 0 | [7 empty] | 0 | 0
Main Bldg. | 0 | Motors < 50 HP | 0 | 0 | 0 | 0 | 0 | 0 | 0 | [7 empty] | 0 | 0
Main Bldg. | 0 | Motors 51-200 HP | 0 | 0 | 0 | 0 | 0 | 0 | 0 | [7 empty] | 0 | 0
Main Bldg. | 0 | Motors 201-500 HP | 0 | 0 | 0 | 0 | 0 | 0 | 0 | [7 empty] | 0 | 0
Main Bldg. | 0 | Compressed Air Equipment | 0 | 0 | 0 | 0 | 0 | 0 | 0 | [7 empty] | 0 | 0
Main Bldg. | 0 | HVAC Equipment (Large) | 0 | 0 | 0 | 0 | 0 | 0 | 0 | [7 empty] | 0 | 0
Main Bldg. | 0 | HVAC Equipment (Small) | 0 | 0 | 0 | 0 | 0 | 0 | 0 | [7 empty] | 0 | 0
Main Bldg. | 0 | Uninterruptible Power Supply (UPS) < 50kVA | 0 | 0 | 0 | 0 | 0 | 0 | 0 | [7 empty] | 0 | 0
Main Bldg. | 0 | Uninterruptible Power Supply (UPS) > 50kVA | 0 | 0 | 0 | 0 | 0 | 0 | 0 | [7 empty] | 0 | 0

## Components Yr 3
Building | Room | 600 Volt and below | Total Counted | Basic EPM | Full EPM | De-Energized | IR | Ultrasonic | A-F Collection | Pri.Breaker | Sec. Breaker | PwrFact (partial) | PwrFact (xfmr/CB) | Panel Schd. | Oil Sample | ESA | Total Hours | Total pcs. priced
Main Bldg. | 0 | Switchgear - Incoming Main Service (Per Section) | 0 | 0 | 0 | 0 | 0 | 0 | 0 | 0 | 0 |  |  | 0 |  |  | 0 | 0
Main Bldg. | 0 | Switchgear Insulated Case Breakers (Bus Mounted) | 0 | 0 | 0 | 0 | 0 | 0 | 0 | 0 | [6 empty] | 0 | 0
Main Bldg. | 0 | SwitchGear Drawout Breakers | 0 | 0 | 0 | 0 | 0 | 0 | 0 |  | 0 | [5 empty] | 0 | 0
Main Bldg. | 0 | Distribution Switchboard Multi Cover (Per Section) | 0 | 0 | 0 | 0 | 0 | 0 | 0 | 0 |  |  |  | 0 |  |  | 0 | 0
Main Bldg. | 0 | Switchboard Disconnects | 0 | 0 | 0 | 0 | 0 | 0 | 0 | [7 empty] | 0 | 0
Main Bldg. | 0 | Switchboard Molded Case Breakers | 0 | 0 | 0 | 0 | 0 | 0 | 0 | 0 | [6 empty] | 0 | 0
Main Bldg. | 0 | Panelboard-Single Cover > 400A (Distribution Panel) | 0 | 0 | 0 | 0 | 0 | 0 | 0 | 0 |  |  |  | 0 |  |  | 0 | 0
Main Bldg. | 0 | Panelboard-Single Cover < 400A (Branch Ckt Panel) | 0 | 0 | 0 | 0 | 0 | 0 | 0 |  |  |  |  | 0 |  |  | 0 | 0
Main Bldg. | 0 | Motor Control Center (MCC-Per Vertical Section) | 0 | 0 | 0 | 0 | 0 | 0 | 0 |  |  |  |  | 0 |  |  | 0 | 0
Main Bldg. | 0 | MCC: Combination Motor Starters | 0 | 0 | 0 | 0 | 0 | 0 | 0 | 0 |  |  |  | 0 |  |  | 0 | 0
Main Bldg. | 0 | MCC: Molded Case Breaker | 0 | 0 | 0 | 0 | 0 | 0 | 0 | 0 | [6 empty] | 0 | 0
Main Bldg. | 0 | MCC: Individual Disconnect Switch | 0 | 0 | 0 | 0 | 0 | 0 | 0 | [7 empty] | 0 | 0
Main Bldg. | 0 | Motor Control Panel (MCP) | 0 | 0 | 0 | 0 | 0 | 0 | 0 |  |  |  |  | 0 |  |  | 0 | 0
Main Bldg. | 0 | VFD Motor Control Panel (VFD-MCP) | 0 | 0 | 0 | 0 | 0 | 0 | 0 |  |  |  |  | 0 |  |  | 0 | 0
Main Bldg. | 0 | Individual Disconnect Switch > 100A | 0 | 0 | 0 | 0 | 0 | 0 | 0 | 0 | [6 empty] | 0 | 0
Main Bldg. | 0 | Individual Molded Case Breaker > 100A | 0 | 0 | 0 | 0 | 0 | 0 | 0 | 0 | [6 empty] | 0 | 0
Main Bldg. | 0 | Individual Combination Motor Starter > 100A | 0 | 0 | 0 | 0 | 0 | 0 | 0 | 0 | [6 empty] | 0 | 0
Main Bldg. | 0 | Oil Filled Transformer - 5kV-15kV Primary - Any Size (Pad Mounted) | 0 | 0 | 0 | 0 | 0 | 0 | 0 |  |  | 0 | 0 |  | 0 |  | 0 | 0
Main Bldg. | 0 | Oil Filled Transformer - > 15kV Primary (Substation Class) | 0 | 0 | 0 | 0 | 0 | 0 | 0 |  |  | 0 | 0 |  | 0 |  | 0 | 0
Main Bldg. | 0 | Dry Type Transformer - < 480V Primary - Any Size kVA | 0 | 0 | 0 | 0 | 0 | 0 | 0 |  |  | 0 | 0 |  |  |  | 0 | 0
Main Bldg. | 0 | Power Factor Correction Capacitors | 0 | 0 | 0 | 0 | 0 | 0 | 0 | [7 empty] | 0 | 0
Main Bldg. | 0 | Lighting Contactor > 100A | 0 | 0 | 0 | 0 | 0 | 0 | 0 | [7 empty] | 0 | 0
Main Bldg. | 0 | Power Distribution Unit (PDU) | 0 | 0 | 0 | 0 | 0 | 0 | 0 | [7 empty] | 0 | 0
Main Bldg. | 0 | Wire Trough, Gutter, or Large Junction Boxes | 0 | 0 | 0 | 0 | 0 | 0 | 0 | [7 empty] | 0 | 0
Main Bldg. | 0 | Bus Duct - Vertical or Horizontal (Per 10' section) | 0 | 0 | 0 | 0 | 0 | 0 | 0 | [7 empty] | 0 | 0
Main Bldg. | 0 | Automatic Transfer Switch (ATS) > 100A | 0 | 0 | 0 | 0 | 0 | 0 | 0 | [7 empty] | 0 | 0
Main Bldg. | 0 | Manual Transfer Switch (MTS) > 100A | 0 | 0 | 0 | 0 | 0 | 0 | 0 | [7 empty] | 0 | 0
Main Bldg. | 0 | Variable Frequency Drives (VFD) < 50 HP | 0 | 0 | 0 | 0 | 0 | 0 | 0 | [7 empty] | 0 | 0
Main Bldg. | 0 | Variable Frequency Drives (VFD) 51-200 HP | 0 | 0 | 0 | 0 | 0 | 0 | 0 | [7 empty] | 0 | 0
Main Bldg. | 0 | Motors < 50 HP | 0 | 0 | 0 | 0 | 0 | 0 | 0 | [7 empty] | 0 | 0
Main Bldg. | 0 | Motors 51-200 HP | 0 | 0 | 0 | 0 | 0 | 0 | 0 | [7 empty] | 0 | 0
Main Bldg. | 0 | Motors 201-500 HP | 0 | 0 | 0 | 0 | 0 | 0 | 0 | [7 empty] | 0 | 0
Main Bldg. | 0 | Compressed Air Equipment | 0 | 0 | 0 | 0 | 0 | 0 | 0 | [7 empty] | 0 | 0
Main Bldg. | 0 | HVAC Equipment (Large) | 0 | 0 | 0 | 0 | 0 | 0 | 0 | [7 empty] | 0 | 0
Main Bldg. | 0 | HVAC Equipment (Small) | 0 | 0 | 0 | 0 | 0 | 0 | 0 | [7 empty] | 0 | 0
Main Bldg. | 0 | Uninterruptible Power Supply (UPS) < 50kVA | 0 | 0 | 0 | 0 | 0 | 0 | 0 | [7 empty] | 0 | 0
Main Bldg. | 0 | Uninterruptible Power Supply (UPS) > 50kVA | 0 | 0 | 0 | 0 | 0 | 0 | 0 | [7 empty] | 0 | 0
Main Bldg. | 0 | Switchgear - Incoming Main Service (Per Section) | 0 | 0 | 0 | 0 | 0 | 0 | 0 | 0 | 0 |  |  | 0 |  |  | 0 | 0
Main Bldg. | 0 | Switchgear Insulated Case Breakers (Bus Mounted) | 0 | 0 | 0 | 0 | 0 | 0 | 0 | 0 | [6 empty] | 0 | 0
Main Bldg. | 0 | SwitchGear Drawout Breakers | 0 | 0 | 0 | 0 | 0 | 0 | 0 |  | 0 | [5 empty] | 0 | 0
Main Bldg. | 0 | Distribution Switchboard Multi Cover (Per Section) | 0 | 0 | 0 | 0 | 0 | 0 | 0 | 0 |  |  |  | 0 |  |  | 0 | 0
Main Bldg. | 0 | Switchboard Disconnects | 0 | 0 | 0 | 0 | 0 | 0 | 0 | [7 empty] | 0 | 0
Main Bldg. | 0 | Switchboard Molded Case Breakers | 0 | 0 | 0 | 0 | 0 | 0 | 0 | 0 | [6 empty] | 0 | 0
Main Bldg. | 0 | Panelboard-Single Cover > 400A (Distribution Panel) | 0 | 0 | 0 | 0 | 0 | 0 | 0 | 0 |  |  |  | 0 |  |  | 0 | 0
Main Bldg. | 0 | Panelboard-Single Cover < 400A (Branch Ckt Panel) | 0 | 0 | 0 | 0 | 0 | 0 | 0 |  |  |  |  | 0 |  |  | 0 | 0
Main Bldg. | 0 | Motor Control Center (MCC-Per Vertical Section) | 0 | 0 | 0 | 0 | 0 | 0 | 0 |  |  |  |  | 0 |  |  | 0 | 0
Main Bldg. | 0 | MCC: Combination Motor Starters | 0 | 0 | 0 | 0 | 0 | 0 | 0 | 0 |  |  |  | 0 |  |  | 0 | 0
Main Bldg. | 0 | MCC: Molded Case Breaker | 0 | 0 | 0 | 0 | 0 | 0 | 0 | 0 | [6 empty] | 0 | 0
Main Bldg. | 0 | MCC: Individual Disconnect Switch | 0 | 0 | 0 | 0 | 0 | 0 | 0 | [7 empty] | 0 | 0
Main Bldg. | 0 | Motor Control Panel (MCP) | 0 | 0 | 0 | 0 | 0 | 0 | 0 |  |  |  |  | 0 |  |  | 0 | 0
Main Bldg. | 0 | VFD Motor Control Panel (VFD-MCP) | 0 | 0 | 0 | 0 | 0 | 0 | 0 |  |  |  |  | 0 |  |  | 0 | 0
Main Bldg. | 0 | Individual Disconnect Switch > 100A | 0 | 0 | 0 | 0 | 0 | 0 | 0 | 0 | [6 empty] | 0 | 0
Main Bldg. | 0 | Individual Molded Case Breaker > 100A | 0 | 0 | 0 | 0 | 0 | 0 | 0 | 0 | [6 empty] | 0 | 0
Main Bldg. | 0 | Individual Combination Motor Starter > 100A | 0 | 0 | 0 | 0 | 0 | 0 | 0 | 0 | [6 empty] | 0 | 0
Main Bldg. | 0 | Oil Filled Transformer - 5kV-15kV Primary - Any Size (Pad Mounted) | 0 | 0 | 0 | 0 | 0 | 0 | 0 |  |  | 0 | 0 |  | 0 |  | 0 | 0
Main Bldg. | 0 | Oil Filled Transformer - > 15kV Primary (Substation Class) | 0 | 0 | 0 | 0 | 0 | 0 | 0 |  |  | 0 | 0 |  | 0 |  | 0 | 0
Main Bldg. | 0 | Dry Type Transformer - < 480V Primary - Any Size kVA | 0 | 0 | 0 | 0 | 0 | 0 | 0 |  |  | 0 | 0 |  |  |  | 0 | 0
Main Bldg. | 0 | Power Factor Correction Capacitors | 0 | 0 | 0 | 0 | 0 | 0 | 0 | [7 empty] | 0 | 0
Main Bldg. | 0 | Lighting Contactor > 100A | 0 | 0 | 0 | 0 | 0 | 0 | 0 | [7 empty] | 0 | 0
Main Bldg. | 0 | Power Distribution Unit (PDU) | 0 | 0 | 0 | 0 | 0 | 0 | 0 | [7 empty] | 0 | 0
Main Bldg. | 0 | Wire Trough, Gutter, or Large Junction Boxes | 0 | 0 | 0 | 0 | 0 | 0 | 0 | [7 empty] | 0 | 0
Main Bldg. | 0 | Bus Duct - Vertical or Horizontal (Per 10' section) | 0 | 0 | 0 | 0 | 0 | 0 | 0 | [7 empty] | 0 | 0
Main Bldg. | 0 | Automatic Transfer Switch (ATS) > 100A | 0 | 0 | 0 | 0 | 0 | 0 | 0 | [7 empty] | 0 | 0
Main Bldg. | 0 | Manual Transfer Switch (MTS) > 100A | 0 | 0 | 0 | 0 | 0 | 0 | 0 | [7 empty] | 0 | 0
Main Bldg. | 0 | Variable Frequency Drives (VFD) < 50 HP | 0 | 0 | 0 | 0 | 0 | 0 | 0 | [7 empty] | 0 | 0
Main Bldg. | 0 | Variable Frequency Drives (VFD) 51-200 HP | 0 | 0 | 0 | 0 | 0 | 0 | 0 | [7 empty] | 0 | 0
Main Bldg. | 0 | Motors < 50 HP | 0 | 0 | 0 | 0 | 0 | 0 | 0 | [7 empty] | 0 | 0
Main Bldg. | 0 | Motors 51-200 HP | 0 | 0 | 0 | 0 | 0 | 0 | 0 | [7 empty] | 0 | 0
Main Bldg. | 0 | Motors 201-500 HP | 0 | 0 | 0 | 0 | 0 | 0 | 0 | [7 empty] | 0 | 0
Main Bldg. | 0 | Compressed Air Equipment | 0 | 0 | 0 | 0 | 0 | 0 | 0 | [7 empty] | 0 | 0
Main Bldg. | 0 | HVAC Equipment (Large) | 0 | 0 | 0 | 0 | 0 | 0 | 0 | [7 empty] | 0 | 0
Main Bldg. | 0 | HVAC Equipment (Small) | 0 | 0 | 0 | 0 | 0 | 0 | 0 | [7 empty] | 0 | 0
Main Bldg. | 0 | Uninterruptible Power Supply (UPS) < 50kVA | 0 | 0 | 0 | 0 | 0 | 0 | 0 | [7 empty] | 0 | 0
Main Bldg. | 0 | Uninterruptible Power Supply (UPS) > 50kVA | 0 | 0 | 0 | 0 | 0 | 0 | 0 | [7 empty] | 0 | 0
Main Bldg. | 0 | Switchgear - Incoming Main Service (Per Section) | 0 | 0 | 0 | 0 | 0 | 0 | 0 | 0 | 0 |  |  | 0 |  |  | 0 | 0
Main Bldg. | 0 | Switchgear Insulated Case Breakers (Bus Mounted) | 0 | 0 | 0 | 0 | 0 | 0 | 0 | 0 | [6 empty] | 0 | 0
Main Bldg. | 0 | SwitchGear Drawout Breakers | 0 | 0 | 0 | 0 | 0 | 0 | 0 |  | 0 | [5 empty] | 0 | 0
Main Bldg. | 0 | Distribution Switchboard Multi Cover (Per Section) | 0 | 0 | 0 | 0 | 0 | 0 | 0 | 0 |  |  |  | 0 |  |  | 0 | 0
Main Bldg. | 0 | Switchboard Disconnects | 0 | 0 | 0 | 0 | 0 | 0 | 0 | [7 empty] | 0 | 0
Main Bldg. | 0 | Switchboard Molded Case Breakers | 0 | 0 | 0 | 0 | 0 | 0 | 0 | 0 | [6 empty] | 0 | 0
Main Bldg. | 0 | Panelboard-Single Cover > 400A (Distribution Panel) | 0 | 0 | 0 | 0 | 0 | 0 | 0 | 0 |  |  |  | 0 |  |  | 0 | 0
Main Bldg. | 0 | Panelboard-Single Cover < 400A (Branch Ckt Panel) | 0 | 0 | 0 | 0 | 0 | 0 | 0 |  |  |  |  | 0 |  |  | 0 | 0
Main Bldg. | 0 | Motor Control Center (MCC-Per Vertical Section) | 0 | 0 | 0 | 0 | 0 | 0 | 0 |  |  |  |  | 0 |  |  | 0 | 0
Main Bldg. | 0 | MCC: Combination Motor Starters | 0 | 0 | 0 | 0 | 0 | 0 | 0 | 0 |  |  |  | 0 |  |  | 0 | 0
Main Bldg. | 0 | MCC: Molded Case Breaker | 0 | 0 | 0 | 0 | 0 | 0 | 0 | 0 | [6 empty] | 0 | 0
Main Bldg. | 0 | MCC: Individual Disconnect Switch | 0 | 0 | 0 | 0 | 0 | 0 | 0 | [7 empty] | 0 | 0
Main Bldg. | 0 | Motor Control Panel (MCP) | 0 | 0 | 0 | 0 | 0 | 0 | 0 |  |  |  |  | 0 |  |  | 0 | 0
Main Bldg. | 0 | VFD Motor Control Panel (VFD-MCP) | 0 | 0 | 0 | 0 | 0 | 0 | 0 |  |  |  |  | 0 |  |  | 0 | 0
Main Bldg. | 0 | Individual Disconnect Switch > 100A | 0 | 0 | 0 | 0 | 0 | 0 | 0 | 0 | [6 empty] | 0 | 0
Main Bldg. | 0 | Individual Molded Case Breaker > 100A | 0 | 0 | 0 | 0 | 0 | 0 | 0 | 0 | [6 empty] | 0 | 0
Main Bldg. | 0 | Individual Combination Motor Starter > 100A | 0 | 0 | 0 | 0 | 0 | 0 | 0 | 0 | [6 empty] | 0 | 0
Main Bldg. | 0 | Oil Filled Transformer - 5kV-15kV Primary - Any Size (Pad Mounted) | 0 | 0 | 0 | 0 | 0 | 0 | 0 |  |  | 0 | 0 |  | 0 |  | 0 | 0
Main Bldg. | 0 | Oil Filled Transformer - > 15kV Primary (Substation Class) | 0 | 0 | 0 | 0 | 0 | 0 | 0 |  |  | 0 | 0 |  | 0 |  | 0 | 0
Main Bldg. | 0 | Dry Type Transformer - < 480V Primary - Any Size kVA | 0 | 0 | 0 | 0 | 0 | 0 | 0 |  |  | 0 | 0 |  |  |  | 0 | 0
Main Bldg. | 0 | Power Factor Correction Capacitors | 0 | 0 | 0 | 0 | 0 | 0 | 0 | [7 empty] | 0 | 0
Main Bldg. | 0 | Lighting Contactor > 100A | 0 | 0 | 0 | 0 | 0 | 0 | 0 | [7 empty] | 0 | 0
Main Bldg. | 0 | Power Distribution Unit (PDU) | 0 | 0 | 0 | 0 | 0 | 0 | 0 | [7 empty] | 0 | 0
Main Bldg. | 0 | Wire Trough, Gutter, or Large Junction Boxes | 0 | 0 | 0 | 0 | 0 | 0 | 0 | [7 empty] | 0 | 0
Main Bldg. | 0 | Bus Duct - Vertical or Horizontal (Per 10' section) | 0 | 0 | 0 | 0 | 0 | 0 | 0 | [7 empty] | 0 | 0
Main Bldg. | 0 | Automatic Transfer Switch (ATS) > 100A | 0 | 0 | 0 | 0 | 0 | 0 | 0 | [7 empty] | 0 | 0
Main Bldg. | 0 | Manual Transfer Switch (MTS) > 100A | 0 | 0 | 0 | 0 | 0 | 0 | 0 | [7 empty] | 0 | 0
Main Bldg. | 0 | Variable Frequency Drives (VFD) < 50 HP | 0 | 0 | 0 | 0 | 0 | 0 | 0 | [7 empty] | 0 | 0
Main Bldg. | 0 | Variable Frequency Drives (VFD) 51-200 HP | 0 | 0 | 0 | 0 | 0 | 0 | 0 | [7 empty] | 0 | 0
Main Bldg. | 0 | Motors < 50 HP | 0 | 0 | 0 | 0 | 0 | 0 | 0 | [7 empty] | 0 | 0
Main Bldg. | 0 | Motors 51-200 HP | 0 | 0 | 0 | 0 | 0 | 0 | 0 | [7 empty] | 0 | 0
Main Bldg. | 0 | Motors 201-500 HP | 0 | 0 | 0 | 0 | 0 | 0 | 0 | [7 empty] | 0 | 0
Main Bldg. | 0 | Compressed Air Equipment | 0 | 0 | 0 | 0 | 0 | 0 | 0 | [7 empty] | 0 | 0
Main Bldg. | 0 | HVAC Equipment (Large) | 0 | 0 | 0 | 0 | 0 | 0 | 0 | [7 empty] | 0 | 0
Main Bldg. | 0 | HVAC Equipment (Small) | 0 | 0 | 0 | 0 | 0 | 0 | 0 | [7 empty] | 0 | 0
Main Bldg. | 0 | Uninterruptible Power Supply (UPS) < 50kVA | 0 | 0 | 0 | 0 | 0 | 0 | 0 | [7 empty] | 0 | 0
Main Bldg. | 0 | Uninterruptible Power Supply (UPS) > 50kVA | 0 | 0 | 0 | 0 | 0 | 0 | 0 | [7 empty] | 0 | 0
Main Bldg. | 0 | Switchgear - Incoming Main Service (Per Section) | 0 | 0 | 0 | 0 | 0 | 0 | 0 | 0 | 0 |  |  | 0 |  |  | 0 | 0
Main Bldg. | 0 | Switchgear Insulated Case Breakers (Bus Mounted) | 0 | 0 | 0 | 0 | 0 | 0 | 0 | 0 | [6 empty] | 0 | 0
Main Bldg. | 0 | SwitchGear Drawout Breakers | 0 | 0 | 0 | 0 | 0 | 0 | 0 |  | 0 | [5 empty] | 0 | 0
Main Bldg. | 0 | Distribution Switchboard Multi Cover (Per Section) | 0 | 0 | 0 | 0 | 0 | 0 | 0 | 0 |  |  |  | 0 |  |  | 0 | 0
Main Bldg. | 0 | Switchboard Disconnects | 0 | 0 | 0 | 0 | 0 | 0 | 0 | [7 empty] | 0 | 0
Main Bldg. | 0 | Switchboard Molded Case Breakers | 0 | 0 | 0 | 0 | 0 | 0 | 0 | 0 | [6 empty] | 0 | 0
Main Bldg. | 0 | Panelboard-Single Cover > 400A (Distribution Panel) | 0 | 0 | 0 | 0 | 0 | 0 | 0 | 0 |  |  |  | 0 |  |  | 0 | 0
Main Bldg. | 0 | Panelboard-Single Cover < 400A (Branch Ckt Panel) | 0 | 0 | 0 | 0 | 0 | 0 | 0 |  |  |  |  | 0 |  |  | 0 | 0
Main Bldg. | 0 | Motor Control Center (MCC-Per Vertical Section) | 0 | 0 | 0 | 0 | 0 | 0 | 0 |  |  |  |  | 0 |  |  | 0 | 0
Main Bldg. | 0 | MCC: Combination Motor Starters | 0 | 0 | 0 | 0 | 0 | 0 | 0 | 0 |  |  |  | 0 |  |  | 0 | 0
Main Bldg. | 0 | MCC: Molded Case Breaker | 0 | 0 | 0 | 0 | 0 | 0 | 0 | 0 | [6 empty] | 0 | 0
Main Bldg. | 0 | MCC: Individual Disconnect Switch | 0 | 0 | 0 | 0 | 0 | 0 | 0 | [7 empty] | 0 | 0
Main Bldg. | 0 | Motor Control Panel (MCP) | 0 | 0 | 0 | 0 | 0 | 0 | 0 |  |  |  |  | 0 |  |  | 0 | 0
Main Bldg. | 0 | VFD Motor Control Panel (VFD-MCP) | 0 | 0 | 0 | 0 | 0 | 0 | 0 |  |  |  |  | 0 |  |  | 0 | 0
Main Bldg. | 0 | Individual Disconnect Switch > 100A | 0 | 0 | 0 | 0 | 0 | 0 | 0 | 0 | [6 empty] | 0 | 0
Main Bldg. | 0 | Individual Molded Case Breaker > 100A | 0 | 0 | 0 | 0 | 0 | 0 | 0 | 0 | [6 empty] | 0 | 0
Main Bldg. | 0 | Individual Combination Motor Starter > 100A | 0 | 0 | 0 | 0 | 0 | 0 | 0 | 0 | [6 empty] | 0 | 0
Main Bldg. | 0 | Oil Filled Transformer - 5kV-15kV Primary - Any Size (Pad Mounted) | 0 | 0 | 0 | 0 | 0 | 0 | 0 |  |  | 0 | 0 |  | 0 |  | 0 | 0
Main Bldg. | 0 | Oil Filled Transformer - > 15kV Primary (Substation Class) | 0 | 0 | 0 | 0 | 0 | 0 | 0 |  |  | 0 | 0 |  | 0 |  | 0 | 0
Main Bldg. | 0 | Dry Type Transformer - < 480V Primary - Any Size kVA | 0 | 0 | 0 | 0 | 0 | 0 | 0 |  |  | 0 | 0 |  |  |  | 0 | 0
Main Bldg. | 0 | Power Factor Correction Capacitors | 0 | 0 | 0 | 0 | 0 | 0 | 0 | [7 empty] | 0 | 0
Main Bldg. | 0 | Lighting Contactor > 100A | 0 | 0 | 0 | 0 | 0 | 0 | 0 | [7 empty] | 0 | 0
Main Bldg. | 0 | Power Distribution Unit (PDU) | 0 | 0 | 0 | 0 | 0 | 0 | 0 | [7 empty] | 0 | 0
Main Bldg. | 0 | Wire Trough, Gutter, or Large Junction Boxes | 0 | 0 | 0 | 0 | 0 | 0 | 0 | [7 empty] | 0 | 0
Main Bldg. | 0 | Bus Duct - Vertical or Horizontal (Per 10' section) | 0 | 0 | 0 | 0 | 0 | 0 | 0 | [7 empty] | 0 | 0
Main Bldg. | 0 | Automatic Transfer Switch (ATS) > 100A | 0 | 0 | 0 | 0 | 0 | 0 | 0 | [7 empty] | 0 | 0
Main Bldg. | 0 | Manual Transfer Switch (MTS) > 100A | 0 | 0 | 0 | 0 | 0 | 0 | 0 | [7 empty] | 0 | 0
Main Bldg. | 0 | Variable Frequency Drives (VFD) < 50 HP | 0 | 0 | 0 | 0 | 0 | 0 | 0 | [7 empty] | 0 | 0
Main Bldg. | 0 | Variable Frequency Drives (VFD) 51-200 HP | 0 | 0 | 0 | 0 | 0 | 0 | 0 | [7 empty] | 0 | 0
Main Bldg. | 0 | Motors < 50 HP | 0 | 0 | 0 | 0 | 0 | 0 | 0 | [7 empty] | 0 | 0
Main Bldg. | 0 | Motors 51-200 HP | 0 | 0 | 0 | 0 | 0 | 0 | 0 | [7 empty] | 0 | 0
Main Bldg. | 0 | Motors 201-500 HP | 0 | 0 | 0 | 0 | 0 | 0 | 0 | [7 empty] | 0 | 0
Main Bldg. | 0 | Compressed Air Equipment | 0 | 0 | 0 | 0 | 0 | 0 | 0 | [7 empty] | 0 | 0
Main Bldg. | 0 | HVAC Equipment (Large) | 0 | 0 | 0 | 0 | 0 | 0 | 0 | [7 empty] | 0 | 0
Main Bldg. | 0 | HVAC Equipment (Small) | 0 | 0 | 0 | 0 | 0 | 0 | 0 | [7 empty] | 0 | 0
Main Bldg. | 0 | Uninterruptible Power Supply (UPS) < 50kVA | 0 | 0 | 0 | 0 | 0 | 0 | 0 | [7 empty] | 0 | 0
Main Bldg. | 0 | Uninterruptible Power Supply (UPS) > 50kVA | 0 | 0 | 0 | 0 | 0 | 0 | 0 | [7 empty] | 0 | 0
Main Bldg. | 0 | Switchgear - Incoming Main Service (Per Section) | 0 | 0 | 0 | 0 | 0 | 0 | 0 | 0 | 0 |  |  | 0 |  |  | 0 | 0
Main Bldg. | 0 | Switchgear Insulated Case Breakers (Bus Mounted) | 0 | 0 | 0 | 0 | 0 | 0 | 0 | 0 | [6 empty] | 0 | 0
Main Bldg. | 0 | SwitchGear Drawout Breakers | 0 | 0 | 0 | 0 | 0 | 0 | 0 |  | 0 | [5 empty] | 0 | 0
Main Bldg. | 0 | Distribution Switchboard Multi Cover (Per Section) | 0 | 0 | 0 | 0 | 0 | 0 | 0 | 0 |  |  |  | 0 |  |  | 0 | 0
Main Bldg. | 0 | Switchboard Disconnects | 0 | 0 | 0 | 0 | 0 | 0 | 0 | [7 empty] | 0 | 0
Main Bldg. | 0 | Switchboard Molded Case Breakers | 0 | 0 | 0 | 0 | 0 | 0 | 0 | 0 | [6 empty] | 0 | 0
Main Bldg. | 0 | Panelboard-Single Cover > 400A (Distribution Panel) | 0 | 0 | 0 | 0 | 0 | 0 | 0 | 0 |  |  |  | 0 |  |  | 0 | 0
Main Bldg. | 0 | Panelboard-Single Cover < 400A (Branch Ckt Panel) | 0 | 0 | 0 | 0 | 0 | 0 | 0 |  |  |  |  | 0 |  |  | 0 | 0
Main Bldg. | 0 | Motor Control Center (MCC-Per Vertical Section) | 0 | 0 | 0 | 0 | 0 | 0 | 0 |  |  |  |  | 0 |  |  | 0 | 0
Main Bldg. | 0 | MCC: Combination Motor Starters | 0 | 0 | 0 | 0 | 0 | 0 | 0 | 0 |  |  |  | 0 |  |  | 0 | 0
Main Bldg. | 0 | MCC: Molded Case Breaker | 0 | 0 | 0 | 0 | 0 | 0 | 0 | 0 | [6 empty] | 0 | 0
Main Bldg. | 0 | MCC: Individual Disconnect Switch | 0 | 0 | 0 | 0 | 0 | 0 | 0 | [7 empty] | 0 | 0
Main Bldg. | 0 | Motor Control Panel (MCP) | 0 | 0 | 0 | 0 | 0 | 0 | 0 |  |  |  |  | 0 |  |  | 0 | 0
Main Bldg. | 0 | VFD Motor Control Panel (VFD-MCP) | 0 | 0 | 0 | 0 | 0 | 0 | 0 |  |  |  |  | 0 |  |  | 0 | 0
Main Bldg. | 0 | Individual Disconnect Switch > 100A | 0 | 0 | 0 | 0 | 0 | 0 | 0 | 0 | [6 empty] | 0 | 0
Main Bldg. | 0 | Individual Molded Case Breaker > 100A | 0 | 0 | 0 | 0 | 0 | 0 | 0 | 0 | [6 empty] | 0 | 0
Main Bldg. | 0 | Individual Combination Motor Starter > 100A | 0 | 0 | 0 | 0 | 0 | 0 | 0 | 0 | [6 empty] | 0 | 0
Main Bldg. | 0 | Oil Filled Transformer - 5kV-15kV Primary - Any Size (Pad Mounted) | 0 | 0 | 0 | 0 | 0 | 0 | 0 |  |  | 0 | 0 |  | 0 |  | 0 | 0
Main Bldg. | 0 | Oil Filled Transformer - > 15kV Primary (Substation Class) | 0 | 0 | 0 | 0 | 0 | 0 | 0 |  |  | 0 | 0 |  | 0 |  | 0 | 0
Main Bldg. | 0 | Dry Type Transformer - < 480V Primary - Any Size kVA | 0 | 0 | 0 | 0 | 0 | 0 | 0 |  |  | 0 | 0 |  |  |  | 0 | 0
Main Bldg. | 0 | Power Factor Correction Capacitors | 0 | 0 | 0 | 0 | 0 | 0 | 0 | [7 empty] | 0 | 0
Main Bldg. | 0 | Lighting Contactor > 100A | 0 | 0 | 0 | 0 | 0 | 0 | 0 | [7 empty] | 0 | 0
Main Bldg. | 0 | Power Distribution Unit (PDU) | 0 | 0 | 0 | 0 | 0 | 0 | 0 | [7 empty] | 0 | 0
Main Bldg. | 0 | Wire Trough, Gutter, or Large Junction Boxes | 0 | 0 | 0 | 0 | 0 | 0 | 0 | [7 empty] | 0 | 0
Main Bldg. | 0 | Bus Duct - Vertical or Horizontal (Per 10' section) | 0 | 0 | 0 | 0 | 0 | 0 | 0 | [7 empty] | 0 | 0
Main Bldg. | 0 | Automatic Transfer Switch (ATS) > 100A | 0 | 0 | 0 | 0 | 0 | 0 | 0 | [7 empty] | 0 | 0
Main Bldg. | 0 | Manual Transfer Switch (MTS) > 100A | 0 | 0 | 0 | 0 | 0 | 0 | 0 | [7 empty] | 0 | 0
Main Bldg. | 0 | Variable Frequency Drives (VFD) < 50 HP | 0 | 0 | 0 | 0 | 0 | 0 | 0 | [7 empty] | 0 | 0
Main Bldg. | 0 | Variable Frequency Drives (VFD) 51-200 HP | 0 | 0 | 0 | 0 | 0 | 0 | 0 | [7 empty] | 0 | 0
Main Bldg. | 0 | Motors < 50 HP | 0 | 0 | 0 | 0 | 0 | 0 | 0 | [7 empty] | 0 | 0
Main Bldg. | 0 | Motors 51-200 HP | 0 | 0 | 0 | 0 | 0 | 0 | 0 | [7 empty] | 0 | 0
Main Bldg. | 0 | Motors 201-500 HP | 0 | 0 | 0 | 0 | 0 | 0 | 0 | [7 empty] | 0 | 0
Main Bldg. | 0 | Compressed Air Equipment | 0 | 0 | 0 | 0 | 0 | 0 | 0 | [7 empty] | 0 | 0
Main Bldg. | 0 | HVAC Equipment (Large) | 0 | 0 | 0 | 0 | 0 | 0 | 0 | [7 empty] | 0 | 0
Main Bldg. | 0 | HVAC Equipment (Small) | 0 | 0 | 0 | 0 | 0 | 0 | 0 | [7 empty] | 0 | 0
Main Bldg. | 0 | Uninterruptible Power Supply (UPS) < 50kVA | 0 | 0 | 0 | 0 | 0 | 0 | 0 | [7 empty] | 0 | 0
Main Bldg. | 0 | Uninterruptible Power Supply (UPS) > 50kVA | 0 | 0 | 0 | 0 | 0 | 0 | 0 | [7 empty] | 0 | 0
Main Bldg. | 0 | Switchgear - Incoming Main Service (Per Section) | 0 | 0 | 0 | 0 | 0 | 0 | 0 | 0 | 0 |  |  | 0 |  |  | 0 | 0
Main Bldg. | 0 | Switchgear Insulated Case Breakers (Bus Mounted) | 0 | 0 | 0 | 0 | 0 | 0 | 0 | 0 | [6 empty] | 0 | 0
Main Bldg. | 0 | SwitchGear Drawout Breakers | 0 | 0 | 0 | 0 | 0 | 0 | 0 |  | 0 | [5 empty] | 0 | 0
Main Bldg. | 0 | Distribution Switchboard Multi Cover (Per Section) | 0 | 0 | 0 | 0 | 0 | 0 | 0 | 0 |  |  |  | 0 |  |  | 0 | 0
Main Bldg. | 0 | Switchboard Disconnects | 0 | 0 | 0 | 0 | 0 | 0 | 0 | [7 empty] | 0 | 0
Main Bldg. | 0 | Switchboard Molded Case Breakers | 0 | 0 | 0 | 0 | 0 | 0 | 0 | 0 | [6 empty] | 0 | 0
Main Bldg. | 0 | Panelboard-Single Cover > 400A (Distribution Panel) | 0 | 0 | 0 | 0 | 0 | 0 | 0 | 0 |  |  |  | 0 |  |  | 0 | 0
Main Bldg. | 0 | Panelboard-Single Cover < 400A (Branch Ckt Panel) | 0 | 0 | 0 | 0 | 0 | 0 | 0 |  |  |  |  | 0 |  |  | 0 | 0
Main Bldg. | 0 | Motor Control Center (MCC-Per Vertical Section) | 0 | 0 | 0 | 0 | 0 | 0 | 0 |  |  |  |  | 0 |  |  | 0 | 0
Main Bldg. | 0 | MCC: Combination Motor Starters | 0 | 0 | 0 | 0 | 0 | 0 | 0 | 0 |  |  |  | 0 |  |  | 0 | 0
Main Bldg. | 0 | MCC: Molded Case Breaker | 0 | 0 | 0 | 0 | 0 | 0 | 0 | 0 | [6 empty] | 0 | 0
Main Bldg. | 0 | MCC: Individual Disconnect Switch | 0 | 0 | 0 | 0 | 0 | 0 | 0 | [7 empty] | 0 | 0
Main Bldg. | 0 | Motor Control Panel (MCP) | 0 | 0 | 0 | 0 | 0 | 0 | 0 |  |  |  |  | 0 |  |  | 0 | 0
Main Bldg. | 0 | VFD Motor Control Panel (VFD-MCP) | 0 | 0 | 0 | 0 | 0 | 0 | 0 |  |  |  |  | 0 |  |  | 0 | 0
Main Bldg. | 0 | Individual Disconnect Switch > 100A | 0 | 0 | 0 | 0 | 0 | 0 | 0 | 0 | [6 empty] | 0 | 0
Main Bldg. | 0 | Individual Molded Case Breaker > 100A | 0 | 0 | 0 | 0 | 0 | 0 | 0 | 0 | [6 empty] | 0 | 0
Main Bldg. | 0 | Individual Combination Motor Starter > 100A | 0 | 0 | 0 | 0 | 0 | 0 | 0 | 0 | [6 empty] | 0 | 0
Main Bldg. | 0 | Oil Filled Transformer - 5kV-15kV Primary - Any Size (Pad Mounted) | 0 | 0 | 0 | 0 | 0 | 0 | 0 |  |  | 0 | 0 |  | 0 |  | 0 | 0
Main Bldg. | 0 | Oil Filled Transformer - > 15kV Primary (Substation Class) | 0 | 0 | 0 | 0 | 0 | 0 | 0 |  |  | 0 | 0 |  | 0 |  | 0 | 0
Main Bldg. | 0 | Dry Type Transformer - < 480V Primary - Any Size kVA | 0 | 0 | 0 | 0 | 0 | 0 | 0 |  |  | 0 | 0 |  |  |  | 0 | 0
Main Bldg. | 0 | Power Factor Correction Capacitors | 0 | 0 | 0 | 0 | 0 | 0 | 0 | [7 empty] | 0 | 0
Main Bldg. | 0 | Lighting Contactor > 100A | 0 | 0 | 0 | 0 | 0 | 0 | 0 | [7 empty] | 0 | 0
Main Bldg. | 0 | Power Distribution Unit (PDU) | 0 | 0 | 0 | 0 | 0 | 0 | 0 | [7 empty] | 0 | 0
Main Bldg. | 0 | Wire Trough, Gutter, or Large Junction Boxes | 0 | 0 | 0 | 0 | 0 | 0 | 0 | [7 empty] | 0 | 0
Main Bldg. | 0 | Bus Duct - Vertical or Horizontal (Per 10' section) | 0 | 0 | 0 | 0 | 0 | 0 | 0 | [7 empty] | 0 | 0
Main Bldg. | 0 | Automatic Transfer Switch (ATS) > 100A | 0 | 0 | 0 | 0 | 0 | 0 | 0 | [7 empty] | 0 | 0
Main Bldg. | 0 | Manual Transfer Switch (MTS) > 100A | 0 | 0 | 0 | 0 | 0 | 0 | 0 | [7 empty] | 0 | 0
Main Bldg. | 0 | Variable Frequency Drives (VFD) < 50 HP | 0 | 0 | 0 | 0 | 0 | 0 | 0 | [7 empty] | 0 | 0
Main Bldg. | 0 | Variable Frequency Drives (VFD) 51-200 HP | 0 | 0 | 0 | 0 | 0 | 0 | 0 | [7 empty] | 0 | 0
Main Bldg. | 0 | Motors < 50 HP | 0 | 0 | 0 | 0 | 0 | 0 | 0 | [7 empty] | 0 | 0
Main Bldg. | 0 | Motors 51-200 HP | 0 | 0 | 0 | 0 | 0 | 0 | 0 | [7 empty] | 0 | 0
Main Bldg. | 0 | Motors 201-500 HP | 0 | 0 | 0 | 0 | 0 | 0 | 0 | [7 empty] | 0 | 0
Main Bldg. | 0 | Compressed Air Equipment | 0 | 0 | 0 | 0 | 0 | 0 | 0 | [7 empty] | 0 | 0
Main Bldg. | 0 | HVAC Equipment (Large) | 0 | 0 | 0 | 0 | 0 | 0 | 0 | [7 empty] | 0 | 0
Main Bldg. | 0 | HVAC Equipment (Small) | 0 | 0 | 0 | 0 | 0 | 0 | 0 | [7 empty] | 0 | 0
Main Bldg. | 0 | Uninterruptible Power Supply (UPS) < 50kVA | 0 | 0 | 0 | 0 | 0 | 0 | 0 | [7 empty] | 0 | 0
Main Bldg. | 0 | Uninterruptible Power Supply (UPS) > 50kVA | 0 | 0 | 0 | 0 | 0 | 0 | 0 | [7 empty] | 0 | 0
Main Bldg. | 0 | Switchgear - Incoming Main Service (Per Section) | 0 | 0 | 0 | 0 | 0 | 0 | 0 | 0 | 0 |  |  | 0 |  |  | 0 | 0
Main Bldg. | 0 | Switchgear Insulated Case Breakers (Bus Mounted) | 0 | 0 | 0 | 0 | 0 | 0 | 0 | 0 | [6 empty] | 0 | 0
Main Bldg. | 0 | SwitchGear Drawout Breakers | 0 | 0 | 0 | 0 | 0 | 0 | 0 |  | 0 | [5 empty] | 0 | 0
Main Bldg. | 0 | Distribution Switchboard Multi Cover (Per Section) | 0 | 0 | 0 | 0 | 0 | 0 | 0 | 0 |  |  |  | 0 |  |  | 0 | 0
Main Bldg. | 0 | Switchboard Disconnects | 0 | 0 | 0 | 0 | 0 | 0 | 0 | [7 empty] | 0 | 0
Main Bldg. | 0 | Switchboard Molded Case Breakers | 0 | 0 | 0 | 0 | 0 | 0 | 0 | 0 | [6 empty] | 0 | 0
Main Bldg. | 0 | Panelboard-Single Cover > 400A (Distribution Panel) | 0 | 0 | 0 | 0 | 0 | 0 | 0 | 0 |  |  |  | 0 |  |  | 0 | 0
Main Bldg. | 0 | Panelboard-Single Cover < 400A (Branch Ckt Panel) | 0 | 0 | 0 | 0 | 0 | 0 | 0 |  |  |  |  | 0 |  |  | 0 | 0
Main Bldg. | 0 | Motor Control Center (MCC-Per Vertical Section) | 0 | 0 | 0 | 0 | 0 | 0 | 0 |  |  |  |  | 0 |  |  | 0 | 0
Main Bldg. | 0 | MCC: Combination Motor Starters | 0 | 0 | 0 | 0 | 0 | 0 | 0 | 0 |  |  |  | 0 |  |  | 0 | 0
Main Bldg. | 0 | MCC: Molded Case Breaker | 0 | 0 | 0 | 0 | 0 | 0 | 0 | 0 | [6 empty] | 0 | 0
Main Bldg. | 0 | MCC: Individual Disconnect Switch | 0 | 0 | 0 | 0 | 0 | 0 | 0 | [7 empty] | 0 | 0
Main Bldg. | 0 | Motor Control Panel (MCP) | 0 | 0 | 0 | 0 | 0 | 0 | 0 |  |  |  |  | 0 |  |  | 0 | 0
Main Bldg. | 0 | VFD Motor Control Panel (VFD-MCP) | 0 | 0 | 0 | 0 | 0 | 0 | 0 |  |  |  |  | 0 |  |  | 0 | 0
Main Bldg. | 0 | Individual Disconnect Switch > 100A | 0 | 0 | 0 | 0 | 0 | 0 | 0 | 0 | [6 empty] | 0 | 0
Main Bldg. | 0 | Individual Molded Case Breaker > 100A | 0 | 0 | 0 | 0 | 0 | 0 | 0 | 0 | [6 empty] | 0 | 0
Main Bldg. | 0 | Individual Combination Motor Starter > 100A | 0 | 0 | 0 | 0 | 0 | 0 | 0 | 0 | [6 empty] | 0 | 0
Main Bldg. | 0 | Oil Filled Transformer - 5kV-15kV Primary - Any Size (Pad Mounted) | 0 | 0 | 0 | 0 | 0 | 0 | 0 |  |  | 0 | 0 |  | 0 |  | 0 | 0
Main Bldg. | 0 | Oil Filled Transformer - > 15kV Primary (Substation Class) | 0 | 0 | 0 | 0 | 0 | 0 | 0 |  |  | 0 | 0 |  | 0 |  | 0 | 0
Main Bldg. | 0 | Dry Type Transformer - < 480V Primary - Any Size kVA | 0 | 0 | 0 | 0 | 0 | 0 | 0 |  |  | 0 | 0 |  |  |  | 0 | 0
Main Bldg. | 0 | Power Factor Correction Capacitors | 0 | 0 | 0 | 0 | 0 | 0 | 0 | [7 empty] | 0 | 0
Main Bldg. | 0 | Lighting Contactor > 100A | 0 | 0 | 0 | 0 | 0 | 0 | 0 | [7 empty] | 0 | 0
Main Bldg. | 0 | Power Distribution Unit (PDU) | 0 | 0 | 0 | 0 | 0 | 0 | 0 | [7 empty] | 0 | 0
Main Bldg. | 0 | Wire Trough, Gutter, or Large Junction Boxes | 0 | 0 | 0 | 0 | 0 | 0 | 0 | [7 empty] | 0 | 0
Main Bldg. | 0 | Bus Duct - Vertical or Horizontal (Per 10' section) | 0 | 0 | 0 | 0 | 0 | 0 | 0 | [7 empty] | 0 | 0
Main Bldg. | 0 | Automatic Transfer Switch (ATS) > 100A | 0 | 0 | 0 | 0 | 0 | 0 | 0 | [7 empty] | 0 | 0
Main Bldg. | 0 | Manual Transfer Switch (MTS) > 100A | 0 | 0 | 0 | 0 | 0 | 0 | 0 | [7 empty] | 0 | 0
Main Bldg. | 0 | Variable Frequency Drives (VFD) < 50 HP | 0 | 0 | 0 | 0 | 0 | 0 | 0 | [7 empty] | 0 | 0
Main Bldg. | 0 | Variable Frequency Drives (VFD) 51-200 HP | 0 | 0 | 0 | 0 | 0 | 0 | 0 | [7 empty] | 0 | 0
Main Bldg. | 0 | Motors < 50 HP | 0 | 0 | 0 | 0 | 0 | 0 | 0 | [7 empty] | 0 | 0
Main Bldg. | 0 | Motors 51-200 HP | 0 | 0 | 0 | 0 | 0 | 0 | 0 | [7 empty] | 0 | 0
Main Bldg. | 0 | Motors 201-500 HP | 0 | 0 | 0 | 0 | 0 | 0 | 0 | [7 empty] | 0 | 0
Main Bldg. | 0 | Compressed Air Equipment | 0 | 0 | 0 | 0 | 0 | 0 | 0 | [7 empty] | 0 | 0
Main Bldg. | 0 | HVAC Equipment (Large) | 0 | 0 | 0 | 0 | 0 | 0 | 0 | [7 empty] | 0 | 0
Main Bldg. | 0 | HVAC Equipment (Small) | 0 | 0 | 0 | 0 | 0 | 0 | 0 | [7 empty] | 0 | 0
Main Bldg. | 0 | Uninterruptible Power Supply (UPS) < 50kVA | 0 | 0 | 0 | 0 | 0 | 0 | 0 | [7 empty] | 0 | 0
Main Bldg. | 0 | Uninterruptible Power Supply (UPS) > 50kVA | 0 | 0 | 0 | 0 | 0 | 0 | 0 | [7 empty] | 0 | 0
Main Bldg. | 0 | Switchgear - Incoming Main Service (Per Section) | 0 | 0 | 0 | 0 | 0 | 0 | 0 | 0 | 0 |  |  | 0 |  |  | 0 | 0
Main Bldg. | 0 | Switchgear Insulated Case Breakers (Bus Mounted) | 0 | 0 | 0 | 0 | 0 | 0 | 0 | 0 | [6 empty] | 0 | 0
Main Bldg. | 0 | SwitchGear Drawout Breakers | 0 | 0 | 0 | 0 | 0 | 0 | 0 |  | 0 | [5 empty] | 0 | 0
Main Bldg. | 0 | Distribution Switchboard Multi Cover (Per Section) | 0 | 0 | 0 | 0 | 0 | 0 | 0 | 0 |  |  |  | 0 |  |  | 0 | 0
Main Bldg. | 0 | Switchboard Disconnects | 0 | 0 | 0 | 0 | 0 | 0 | 0 | [7 empty] | 0 | 0
Main Bldg. | 0 | Switchboard Molded Case Breakers | 0 | 0 | 0 | 0 | 0 | 0 | 0 | 0 | [6 empty] | 0 | 0
Main Bldg. | 0 | Panelboard-Single Cover > 400A (Distribution Panel) | 0 | 0 | 0 | 0 | 0 | 0 | 0 | 0 |  |  |  | 0 |  |  | 0 | 0
Main Bldg. | 0 | Panelboard-Single Cover < 400A (Branch Ckt Panel) | 0 | 0 | 0 | 0 | 0 | 0 | 0 |  |  |  |  | 0 |  |  | 0 | 0
Main Bldg. | 0 | Motor Control Center (MCC-Per Vertical Section) | 0 | 0 | 0 | 0 | 0 | 0 | 0 |  |  |  |  | 0 |  |  | 0 | 0
Main Bldg. | 0 | MCC: Combination Motor Starters | 0 | 0 | 0 | 0 | 0 | 0 | 0 | 0 |  |  |  | 0 |  |  | 0 | 0
Main Bldg. | 0 | MCC: Molded Case Breaker | 0 | 0 | 0 | 0 | 0 | 0 | 0 | 0 | [6 empty] | 0 | 0
Main Bldg. | 0 | MCC: Individual Disconnect Switch | 0 | 0 | 0 | 0 | 0 | 0 | 0 | [7 empty] | 0 | 0
Main Bldg. | 0 | Motor Control Panel (MCP) | 0 | 0 | 0 | 0 | 0 | 0 | 0 |  |  |  |  | 0 |  |  | 0 | 0
Main Bldg. | 0 | VFD Motor Control Panel (VFD-MCP) | 0 | 0 | 0 | 0 | 0 | 0 | 0 |  |  |  |  | 0 |  |  | 0 | 0
Main Bldg. | 0 | Individual Disconnect Switch > 100A | 0 | 0 | 0 | 0 | 0 | 0 | 0 | 0 | [6 empty] | 0 | 0
Main Bldg. | 0 | Individual Molded Case Breaker > 100A | 0 | 0 | 0 | 0 | 0 | 0 | 0 | 0 | [6 empty] | 0 | 0
Main Bldg. | 0 | Individual Combination Motor Starter > 100A | 0 | 0 | 0 | 0 | 0 | 0 | 0 | 0 | [6 empty] | 0 | 0
Main Bldg. | 0 | Oil Filled Transformer - 5kV-15kV Primary - Any Size (Pad Mounted) | 0 | 0 | 0 | 0 | 0 | 0 | 0 |  |  | 0 | 0 |  | 0 |  | 0 | 0
Main Bldg. | 0 | Oil Filled Transformer - > 15kV Primary (Substation Class) | 0 | 0 | 0 | 0 | 0 | 0 | 0 |  |  | 0 | 0 |  | 0 |  | 0 | 0
Main Bldg. | 0 | Dry Type Transformer - < 480V Primary - Any Size kVA | 0 | 0 | 0 | 0 | 0 | 0 | 0 |  |  | 0 | 0 |  |  |  | 0 | 0
Main Bldg. | 0 | Power Factor Correction Capacitors | 0 | 0 | 0 | 0 | 0 | 0 | 0 | [7 empty] | 0 | 0
Main Bldg. | 0 | Lighting Contactor > 100A | 0 | 0 | 0 | 0 | 0 | 0 | 0 | [7 empty] | 0 | 0
Main Bldg. | 0 | Power Distribution Unit (PDU) | 0 | 0 | 0 | 0 | 0 | 0 | 0 | [7 empty] | 0 | 0
Main Bldg. | 0 | Wire Trough, Gutter, or Large Junction Boxes | 0 | 0 | 0 | 0 | 0 | 0 | 0 | [7 empty] | 0 | 0
Main Bldg. | 0 | Bus Duct - Vertical or Horizontal (Per 10' section) | 0 | 0 | 0 | 0 | 0 | 0 | 0 | [7 empty] | 0 | 0
Main Bldg. | 0 | Automatic Transfer Switch (ATS) > 100A | 0 | 0 | 0 | 0 | 0 | 0 | 0 | [7 empty] | 0 | 0
Main Bldg. | 0 | Manual Transfer Switch (MTS) > 100A | 0 | 0 | 0 | 0 | 0 | 0 | 0 | [7 empty] | 0 | 0
Main Bldg. | 0 | Variable Frequency Drives (VFD) < 50 HP | 0 | 0 | 0 | 0 | 0 | 0 | 0 | [7 empty] | 0 | 0
Main Bldg. | 0 | Variable Frequency Drives (VFD) 51-200 HP | 0 | 0 | 0 | 0 | 0 | 0 | 0 | [7 empty] | 0 | 0
Main Bldg. | 0 | Motors < 50 HP | 0 | 0 | 0 | 0 | 0 | 0 | 0 | [7 empty] | 0 | 0
Main Bldg. | 0 | Motors 51-200 HP | 0 | 0 | 0 | 0 | 0 | 0 | 0 | [7 empty] | 0 | 0
Main Bldg. | 0 | Motors 201-500 HP | 0 | 0 | 0 | 0 | 0 | 0 | 0 | [7 empty] | 0 | 0
Main Bldg. | 0 | Compressed Air Equipment | 0 | 0 | 0 | 0 | 0 | 0 | 0 | [7 empty] | 0 | 0
Main Bldg. | 0 | HVAC Equipment (Large) | 0 | 0 | 0 | 0 | 0 | 0 | 0 | [7 empty] | 0 | 0
Main Bldg. | 0 | HVAC Equipment (Small) | 0 | 0 | 0 | 0 | 0 | 0 | 0 | [7 empty] | 0 | 0
Main Bldg. | 0 | Uninterruptible Power Supply (UPS) < 50kVA | 0 | 0 | 0 | 0 | 0 | 0 | 0 | [7 empty] | 0 | 0
Main Bldg. | 0 | Uninterruptible Power Supply (UPS) > 50kVA | 0 | 0 | 0 | 0 | 0 | 0 | 0 | [7 empty] | 0 | 0
Main Bldg. | 0 | Switchgear - Incoming Main Service (Per Section) | 0 | 0 | 0 | 0 | 0 | 0 | 0 | 0 | 0 |  |  | 0 |  |  | 0 | 0
Main Bldg. | 0 | Switchgear Insulated Case Breakers (Bus Mounted) | 0 | 0 | 0 | 0 | 0 | 0 | 0 | 0 | [6 empty] | 0 | 0
Main Bldg. | 0 | SwitchGear Drawout Breakers | 0 | 0 | 0 | 0 | 0 | 0 | 0 |  | 0 | [5 empty] | 0 | 0
Main Bldg. | 0 | Distribution Switchboard Multi Cover (Per Section) | 0 | 0 | 0 | 0 | 0 | 0 | 0 | 0 |  |  |  | 0 |  |  | 0 | 0
Main Bldg. | 0 | Switchboard Disconnects | 0 | 0 | 0 | 0 | 0 | 0 | 0 | [7 empty] | 0 | 0
Main Bldg. | 0 | Switchboard Molded Case Breakers | 0 | 0 | 0 | 0 | 0 | 0 | 0 | 0 | [6 empty] | 0 | 0
Main Bldg. | 0 | Panelboard-Single Cover > 400A (Distribution Panel) | 0 | 0 | 0 | 0 | 0 | 0 | 0 | 0 |  |  |  | 0 |  |  | 0 | 0
Main Bldg. | 0 | Panelboard-Single Cover < 400A (Branch Ckt Panel) | 0 | 0 | 0 | 0 | 0 | 0 | 0 |  |  |  |  | 0 |  |  | 0 | 0
Main Bldg. | 0 | Motor Control Center (MCC-Per Vertical Section) | 0 | 0 | 0 | 0 | 0 | 0 | 0 |  |  |  |  | 0 |  |  | 0 | 0
Main Bldg. | 0 | MCC: Combination Motor Starters | 0 | 0 | 0 | 0 | 0 | 0 | 0 | 0 |  |  |  | 0 |  |  | 0 | 0
Main Bldg. | 0 | MCC: Molded Case Breaker | 0 | 0 | 0 | 0 | 0 | 0 | 0 | 0 | [6 empty] | 0 | 0
Main Bldg. | 0 | MCC: Individual Disconnect Switch | 0 | 0 | 0 | 0 | 0 | 0 | 0 | [7 empty] | 0 | 0
Main Bldg. | 0 | Motor Control Panel (MCP) | 0 | 0 | 0 | 0 | 0 | 0 | 0 |  |  |  |  | 0 |  |  | 0 | 0
Main Bldg. | 0 | VFD Motor Control Panel (VFD-MCP) | 0 | 0 | 0 | 0 | 0 | 0 | 0 |  |  |  |  | 0 |  |  | 0 | 0
Main Bldg. | 0 | Individual Disconnect Switch > 100A | 0 | 0 | 0 | 0 | 0 | 0 | 0 | 0 | [6 empty] | 0 | 0
Main Bldg. | 0 | Individual Molded Case Breaker > 100A | 0 | 0 | 0 | 0 | 0 | 0 | 0 | 0 | [6 empty] | 0 | 0
Main Bldg. | 0 | Individual Combination Motor Starter > 100A | 0 | 0 | 0 | 0 | 0 | 0 | 0 | 0 | [6 empty] | 0 | 0
Main Bldg. | 0 | Oil Filled Transformer - 5kV-15kV Primary - Any Size (Pad Mounted) | 0 | 0 | 0 | 0 | 0 | 0 | 0 |  |  | 0 | 0 |  | 0 |  | 0 | 0
Main Bldg. | 0 | Oil Filled Transformer - > 15kV Primary (Substation Class) | 0 | 0 | 0 | 0 | 0 | 0 | 0 |  |  | 0 | 0 |  | 0 |  | 0 | 0
Main Bldg. | 0 | Dry Type Transformer - < 480V Primary - Any Size kVA | 0 | 0 | 0 | 0 | 0 | 0 | 0 |  |  | 0 | 0 |  |  |  | 0 | 0
Main Bldg. | 0 | Power Factor Correction Capacitors | 0 | 0 | 0 | 0 | 0 | 0 | 0 | [7 empty] | 0 | 0
Main Bldg. | 0 | Lighting Contactor > 100A | 0 | 0 | 0 | 0 | 0 | 0 | 0 | [7 empty] | 0 | 0
Main Bldg. | 0 | Power Distribution Unit (PDU) | 0 | 0 | 0 | 0 | 0 | 0 | 0 | [7 empty] | 0 | 0
Main Bldg. | 0 | Wire Trough, Gutter, or Large Junction Boxes | 0 | 0 | 0 | 0 | 0 | 0 | 0 | [7 empty] | 0 | 0
Main Bldg. | 0 | Bus Duct - Vertical or Horizontal (Per 10' section) | 0 | 0 | 0 | 0 | 0 | 0 | 0 | [7 empty] | 0 | 0
Main Bldg. | 0 | Automatic Transfer Switch (ATS) > 100A | 0 | 0 | 0 | 0 | 0 | 0 | 0 | [7 empty] | 0 | 0
Main Bldg. | 0 | Manual Transfer Switch (MTS) > 100A | 0 | 0 | 0 | 0 | 0 | 0 | 0 | [7 empty] | 0 | 0
Main Bldg. | 0 | Variable Frequency Drives (VFD) < 50 HP | 0 | 0 | 0 | 0 | 0 | 0 | 0 | [7 empty] | 0 | 0
Main Bldg. | 0 | Variable Frequency Drives (VFD) 51-200 HP | 0 | 0 | 0 | 0 | 0 | 0 | 0 | [7 empty] | 0 | 0
Main Bldg. | 0 | Motors < 50 HP | 0 | 0 | 0 | 0 | 0 | 0 | 0 | [7 empty] | 0 | 0
Main Bldg. | 0 | Motors 51-200 HP | 0 | 0 | 0 | 0 | 0 | 0 | 0 | [7 empty] | 0 | 0
Main Bldg. | 0 | Motors 201-500 HP | 0 | 0 | 0 | 0 | 0 | 0 | 0 | [7 empty] | 0 | 0
Main Bldg. | 0 | Compressed Air Equipment | 0 | 0 | 0 | 0 | 0 | 0 | 0 | [7 empty] | 0 | 0
Main Bldg. | 0 | HVAC Equipment (Large) | 0 | 0 | 0 | 0 | 0 | 0 | 0 | [7 empty] | 0 | 0
Main Bldg. | 0 | HVAC Equipment (Small) | 0 | 0 | 0 | 0 | 0 | 0 | 0 | [7 empty] | 0 | 0
Main Bldg. | 0 | Uninterruptible Power Supply (UPS) < 50kVA | 0 | 0 | 0 | 0 | 0 | 0 | 0 | [7 empty] | 0 | 0
Main Bldg. | 0 | Uninterruptible Power Supply (UPS) > 50kVA | 0 | 0 | 0 | 0 | 0 | 0 | 0 | [7 empty] | 0 | 0
Main Bldg. | 0 | Switchgear - Incoming Main Service (Per Section) | 0 | 0 | 0 | 0 | 0 | 0 | 0 | 0 | 0 |  |  | 0 |  |  | 0 | 0
Main Bldg. | 0 | Switchgear Insulated Case Breakers (Bus Mounted) | 0 | 0 | 0 | 0 | 0 | 0 | 0 | 0 | [6 empty] | 0 | 0
Main Bldg. | 0 | SwitchGear Drawout Breakers | 0 | 0 | 0 | 0 | 0 | 0 | 0 |  | 0 | [5 empty] | 0 | 0
Main Bldg. | 0 | Distribution Switchboard Multi Cover (Per Section) | 0 | 0 | 0 | 0 | 0 | 0 | 0 | 0 |  |  |  | 0 |  |  | 0 | 0
Main Bldg. | 0 | Switchboard Disconnects | 0 | 0 | 0 | 0 | 0 | 0 | 0 | [7 empty] | 0 | 0
Main Bldg. | 0 | Switchboard Molded Case Breakers | 0 | 0 | 0 | 0 | 0 | 0 | 0 | 0 | [6 empty] | 0 | 0
Main Bldg. | 0 | Panelboard-Single Cover > 400A (Distribution Panel) | 0 | 0 | 0 | 0 | 0 | 0 | 0 | 0 |  |  |  | 0 |  |  | 0 | 0
Main Bldg. | 0 | Panelboard-Single Cover < 400A (Branch Ckt Panel) | 0 | 0 | 0 | 0 | 0 | 0 | 0 |  |  |  |  | 0 |  |  | 0 | 0
Main Bldg. | 0 | Motor Control Center (MCC-Per Vertical Section) | 0 | 0 | 0 | 0 | 0 | 0 | 0 |  |  |  |  | 0 |  |  | 0 | 0
Main Bldg. | 0 | MCC: Combination Motor Starters | 0 | 0 | 0 | 0 | 0 | 0 | 0 | 0 |  |  |  | 0 |  |  | 0 | 0
Main Bldg. | 0 | MCC: Molded Case Breaker | 0 | 0 | 0 | 0 | 0 | 0 | 0 | 0 | [6 empty] | 0 | 0
Main Bldg. | 0 | MCC: Individual Disconnect Switch | 0 | 0 | 0 | 0 | 0 | 0 | 0 | [7 empty] | 0 | 0
Main Bldg. | 0 | Motor Control Panel (MCP) | 0 | 0 | 0 | 0 | 0 | 0 | 0 |  |  |  |  | 0 |  |  | 0 | 0
Main Bldg. | 0 | VFD Motor Control Panel (VFD-MCP) | 0 | 0 | 0 | 0 | 0 | 0 | 0 |  |  |  |  | 0 |  |  | 0 | 0
Main Bldg. | 0 | Individual Disconnect Switch > 100A | 0 | 0 | 0 | 0 | 0 | 0 | 0 | 0 | [6 empty] | 0 | 0
Main Bldg. | 0 | Individual Molded Case Breaker > 100A | 0 | 0 | 0 | 0 | 0 | 0 | 0 | 0 | [6 empty] | 0 | 0
Main Bldg. | 0 | Individual Combination Motor Starter > 100A | 0 | 0 | 0 | 0 | 0 | 0 | 0 | 0 | [6 empty] | 0 | 0
Main Bldg. | 0 | Oil Filled Transformer - 5kV-15kV Primary - Any Size (Pad Mounted) | 0 | 0 | 0 | 0 | 0 | 0 | 0 |  |  | 0 | 0 |  | 0 |  | 0 | 0
Main Bldg. | 0 | Oil Filled Transformer - > 15kV Primary (Substation Class) | 0 | 0 | 0 | 0 | 0 | 0 | 0 |  |  | 0 | 0 |  | 0 |  | 0 | 0
Main Bldg. | 0 | Dry Type Transformer - < 480V Primary - Any Size kVA | 0 | 0 | 0 | 0 | 0 | 0 | 0 |  |  | 0 | 0 |  |  |  | 0 | 0
Main Bldg. | 0 | Power Factor Correction Capacitors | 0 | 0 | 0 | 0 | 0 | 0 | 0 | [7 empty] | 0 | 0
Main Bldg. | 0 | Lighting Contactor > 100A | 0 | 0 | 0 | 0 | 0 | 0 | 0 | [7 empty] | 0 | 0
Main Bldg. | 0 | Power Distribution Unit (PDU) | 0 | 0 | 0 | 0 | 0 | 0 | 0 | [7 empty] | 0 | 0
Main Bldg. | 0 | Wire Trough, Gutter, or Large Junction Boxes | 0 | 0 | 0 | 0 | 0 | 0 | 0 | [7 empty] | 0 | 0
Main Bldg. | 0 | Bus Duct - Vertical or Horizontal (Per 10' section) | 0 | 0 | 0 | 0 | 0 | 0 | 0 | [7 empty] | 0 | 0
Main Bldg. | 0 | Automatic Transfer Switch (ATS) > 100A | 0 | 0 | 0 | 0 | 0 | 0 | 0 | [7 empty] | 0 | 0
Main Bldg. | 0 | Manual Transfer Switch (MTS) > 100A | 0 | 0 | 0 | 0 | 0 | 0 | 0 | [7 empty] | 0 | 0
Main Bldg. | 0 | Variable Frequency Drives (VFD) < 50 HP | 0 | 0 | 0 | 0 | 0 | 0 | 0 | [7 empty] | 0 | 0
Main Bldg. | 0 | Variable Frequency Drives (VFD) 51-200 HP | 0 | 0 | 0 | 0 | 0 | 0 | 0 | [7 empty] | 0 | 0
Main Bldg. | 0 | Motors < 50 HP | 0 | 0 | 0 | 0 | 0 | 0 | 0 | [7 empty] | 0 | 0
Main Bldg. | 0 | Motors 51-200 HP | 0 | 0 | 0 | 0 | 0 | 0 | 0 | [7 empty] | 0 | 0
Main Bldg. | 0 | Motors 201-500 HP | 0 | 0 | 0 | 0 | 0 | 0 | 0 | [7 empty] | 0 | 0
Main Bldg. | 0 | Compressed Air Equipment | 0 | 0 | 0 | 0 | 0 | 0 | 0 | [7 empty] | 0 | 0
Main Bldg. | 0 | HVAC Equipment (Large) | 0 | 0 | 0 | 0 | 0 | 0 | 0 | [7 empty] | 0 | 0
Main Bldg. | 0 | HVAC Equipment (Small) | 0 | 0 | 0 | 0 | 0 | 0 | 0 | [7 empty] | 0 | 0
Main Bldg. | 0 | Uninterruptible Power Supply (UPS) < 50kVA | 0 | 0 | 0 | 0 | 0 | 0 | 0 | [7 empty] | 0 | 0
Main Bldg. | 0 | Uninterruptible Power Supply (UPS) > 50kVA | 0 | 0 | 0 | 0 | 0 | 0 | 0 | [7 empty] | 0 | 0
Main Bldg. | 0 | Switchgear - Incoming Main Service (Per Section) | 0 | 0 | 0 | 0 | 0 | 0 | 0 | 0 | 0 |  |  | 0 |  |  | 0 | 0
Main Bldg. | 0 | Switchgear Insulated Case Breakers (Bus Mounted) | 0 | 0 | 0 | 0 | 0 | 0 | 0 | 0 | [6 empty] | 0 | 0
Main Bldg. | 0 | SwitchGear Drawout Breakers | 0 | 0 | 0 | 0 | 0 | 0 | 0 |  | 0 | [5 empty] | 0 | 0
Main Bldg. | 0 | Distribution Switchboard Multi Cover (Per Section) | 0 | 0 | 0 | 0 | 0 | 0 | 0 | 0 |  |  |  | 0 |  |  | 0 | 0
Main Bldg. | 0 | Switchboard Disconnects | 0 | 0 | 0 | 0 | 0 | 0 | 0 | [7 empty] | 0 | 0
Main Bldg. | 0 | Switchboard Molded Case Breakers | 0 | 0 | 0 | 0 | 0 | 0 | 0 | 0 | [6 empty] | 0 | 0
Main Bldg. | 0 | Panelboard-Single Cover > 400A (Distribution Panel) | 0 | 0 | 0 | 0 | 0 | 0 | 0 | 0 |  |  |  | 0 |  |  | 0 | 0
Main Bldg. | 0 | Panelboard-Single Cover < 400A (Branch Ckt Panel) | 0 | 0 | 0 | 0 | 0 | 0 | 0 |  |  |  |  | 0 |  |  | 0 | 0
Main Bldg. | 0 | Motor Control Center (MCC-Per Vertical Section) | 0 | 0 | 0 | 0 | 0 | 0 | 0 |  |  |  |  | 0 |  |  | 0 | 0
Main Bldg. | 0 | MCC: Combination Motor Starters | 0 | 0 | 0 | 0 | 0 | 0 | 0 | 0 |  |  |  | 0 |  |  | 0 | 0
Main Bldg. | 0 | MCC: Molded Case Breaker | 0 | 0 | 0 | 0 | 0 | 0 | 0 | 0 | [6 empty] | 0 | 0
Main Bldg. | 0 | MCC: Individual Disconnect Switch | 0 | 0 | 0 | 0 | 0 | 0 | 0 | [7 empty] | 0 | 0
Main Bldg. | 0 | Motor Control Panel (MCP) | 0 | 0 | 0 | 0 | 0 | 0 | 0 |  |  |  |  | 0 |  |  | 0 | 0
Main Bldg. | 0 | VFD Motor Control Panel (VFD-MCP) | 0 | 0 | 0 | 0 | 0 | 0 | 0 |  |  |  |  | 0 |  |  | 0 | 0
Main Bldg. | 0 | Individual Disconnect Switch > 100A | 0 | 0 | 0 | 0 | 0 | 0 | 0 | 0 | [6 empty] | 0 | 0
Main Bldg. | 0 | Individual Molded Case Breaker > 100A | 0 | 0 | 0 | 0 | 0 | 0 | 0 | 0 | [6 empty] | 0 | 0
Main Bldg. | 0 | Individual Combination Motor Starter > 100A | 0 | 0 | 0 | 0 | 0 | 0 | 0 | 0 | [6 empty] | 0 | 0
Main Bldg. | 0 | Oil Filled Transformer - 5kV-15kV Primary - Any Size (Pad Mounted) | 0 | 0 | 0 | 0 | 0 | 0 | 0 |  |  | 0 | 0 |  | 0 |  | 0 | 0
Main Bldg. | 0 | Oil Filled Transformer - > 15kV Primary (Substation Class) | 0 | 0 | 0 | 0 | 0 | 0 | 0 |  |  | 0 | 0 |  | 0 |  | 0 | 0
Main Bldg. | 0 | Dry Type Transformer - < 480V Primary - Any Size kVA | 0 | 0 | 0 | 0 | 0 | 0 | 0 |  |  | 0 | 0 |  |  |  | 0 | 0
Main Bldg. | 0 | Power Factor Correction Capacitors | 0 | 0 | 0 | 0 | 0 | 0 | 0 | [7 empty] | 0 | 0
Main Bldg. | 0 | Lighting Contactor > 100A | 0 | 0 | 0 | 0 | 0 | 0 | 0 | [7 empty] | 0 | 0
Main Bldg. | 0 | Power Distribution Unit (PDU) | 0 | 0 | 0 | 0 | 0 | 0 | 0 | [7 empty] | 0 | 0
Main Bldg. | 0 | Wire Trough, Gutter, or Large Junction Boxes | 0 | 0 | 0 | 0 | 0 | 0 | 0 | [7 empty] | 0 | 0
Main Bldg. | 0 | Bus Duct - Vertical or Horizontal (Per 10' section) | 0 | 0 | 0 | 0 | 0 | 0 | 0 | [7 empty] | 0 | 0
Main Bldg. | 0 | Automatic Transfer Switch (ATS) > 100A | 0 | 0 | 0 | 0 | 0 | 0 | 0 | [7 empty] | 0 | 0
Main Bldg. | 0 | Manual Transfer Switch (MTS) > 100A | 0 | 0 | 0 | 0 | 0 | 0 | 0 | [7 empty] | 0 | 0
Main Bldg. | 0 | Variable Frequency Drives (VFD) < 50 HP | 0 | 0 | 0 | 0 | 0 | 0 | 0 | [7 empty] | 0 | 0
Main Bldg. | 0 | Variable Frequency Drives (VFD) 51-200 HP | 0 | 0 | 0 | 0 | 0 | 0 | 0 | [7 empty] | 0 | 0
Main Bldg. | 0 | Motors < 50 HP | 0 | 0 | 0 | 0 | 0 | 0 | 0 | [7 empty] | 0 | 0
Main Bldg. | 0 | Motors 51-200 HP | 0 | 0 | 0 | 0 | 0 | 0 | 0 | [7 empty] | 0 | 0
Main Bldg. | 0 | Motors 201-500 HP | 0 | 0 | 0 | 0 | 0 | 0 | 0 | [7 empty] | 0 | 0
Main Bldg. | 0 | Compressed Air Equipment | 0 | 0 | 0 | 0 | 0 | 0 | 0 | [7 empty] | 0 | 0
Main Bldg. | 0 | HVAC Equipment (Large) | 0 | 0 | 0 | 0 | 0 | 0 | 0 | [7 empty] | 0 | 0
Main Bldg. | 0 | HVAC Equipment (Small) | 0 | 0 | 0 | 0 | 0 | 0 | 0 | [7 empty] | 0 | 0
Main Bldg. | 0 | Uninterruptible Power Supply (UPS) < 50kVA | 0 | 0 | 0 | 0 | 0 | 0 | 0 | [7 empty] | 0 | 0
Main Bldg. | 0 | Uninterruptible Power Supply (UPS) > 50kVA | 0 | 0 | 0 | 0 | 0 | 0 | 0 | [7 empty] | 0 | 0
Main Bldg. | 0 | Switchgear - Incoming Main Service (Per Section) | 0 | 0 | 0 | 0 | 0 | 0 | 0 | 0 | 0 |  |  | 0 |  |  | 0 | 0
Main Bldg. | 0 | Switchgear Insulated Case Breakers (Bus Mounted) | 0 | 0 | 0 | 0 | 0 | 0 | 0 | 0 | [6 empty] | 0 | 0
Main Bldg. | 0 | SwitchGear Drawout Breakers | 0 | 0 | 0 | 0 | 0 | 0 | 0 |  | 0 | [5 empty] | 0 | 0
Main Bldg. | 0 | Distribution Switchboard Multi Cover (Per Section) | 0 | 0 | 0 | 0 | 0 | 0 | 0 | 0 |  |  |  | 0 |  |  | 0 | 0
Main Bldg. | 0 | Switchboard Disconnects | 0 | 0 | 0 | 0 | 0 | 0 | 0 | [7 empty] | 0 | 0
Main Bldg. | 0 | Switchboard Molded Case Breakers | 0 | 0 | 0 | 0 | 0 | 0 | 0 | 0 | [6 empty] | 0 | 0
Main Bldg. | 0 | Panelboard-Single Cover > 400A (Distribution Panel) | 0 | 0 | 0 | 0 | 0 | 0 | 0 | 0 |  |  |  | 0 |  |  | 0 | 0
Main Bldg. | 0 | Panelboard-Single Cover < 400A (Branch Ckt Panel) | 0 | 0 | 0 | 0 | 0 | 0 | 0 |  |  |  |  | 0 |  |  | 0 | 0
Main Bldg. | 0 | Motor Control Center (MCC-Per Vertical Section) | 0 | 0 | 0 | 0 | 0 | 0 | 0 |  |  |  |  | 0 |  |  | 0 | 0
Main Bldg. | 0 | MCC: Combination Motor Starters | 0 | 0 | 0 | 0 | 0 | 0 | 0 | 0 |  |  |  | 0 |  |  | 0 | 0
Main Bldg. | 0 | MCC: Molded Case Breaker | 0 | 0 | 0 | 0 | 0 | 0 | 0 | 0 | [6 empty] | 0 | 0
Main Bldg. | 0 | MCC: Individual Disconnect Switch | 0 | 0 | 0 | 0 | 0 | 0 | 0 | [7 empty] | 0 | 0
Main Bldg. | 0 | Motor Control Panel (MCP) | 0 | 0 | 0 | 0 | 0 | 0 | 0 |  |  |  |  | 0 |  |  | 0 | 0
Main Bldg. | 0 | VFD Motor Control Panel (VFD-MCP) | 0 | 0 | 0 | 0 | 0 | 0 | 0 |  |  |  |  | 0 |  |  | 0 | 0
Main Bldg. | 0 | Individual Disconnect Switch > 100A | 0 | 0 | 0 | 0 | 0 | 0 | 0 | 0 | [6 empty] | 0 | 0
Main Bldg. | 0 | Individual Molded Case Breaker > 100A | 0 | 0 | 0 | 0 | 0 | 0 | 0 | 0 | [6 empty] | 0 | 0
Main Bldg. | 0 | Individual Combination Motor Starter > 100A | 0 | 0 | 0 | 0 | 0 | 0 | 0 | 0 | [6 empty] | 0 | 0
Main Bldg. | 0 | Oil Filled Transformer - 5kV-15kV Primary - Any Size (Pad Mounted) | 0 | 0 | 0 | 0 | 0 | 0 | 0 |  |  | 0 | 0 |  | 0 |  | 0 | 0
Main Bldg. | 0 | Oil Filled Transformer - > 15kV Primary (Substation Class) | 0 | 0 | 0 | 0 | 0 | 0 | 0 |  |  | 0 | 0 |  | 0 |  | 0 | 0
Main Bldg. | 0 | Dry Type Transformer - < 480V Primary - Any Size kVA | 0 | 0 | 0 | 0 | 0 | 0 | 0 |  |  | 0 | 0 |  |  |  | 0 | 0
Main Bldg. | 0 | Power Factor Correction Capacitors | 0 | 0 | 0 | 0 | 0 | 0 | 0 | [7 empty] | 0 | 0
Main Bldg. | 0 | Lighting Contactor > 100A | 0 | 0 | 0 | 0 | 0 | 0 | 0 | [7 empty] | 0 | 0
Main Bldg. | 0 | Power Distribution Unit (PDU) | 0 | 0 | 0 | 0 | 0 | 0 | 0 | [7 empty] | 0 | 0
Main Bldg. | 0 | Wire Trough, Gutter, or Large Junction Boxes | 0 | 0 | 0 | 0 | 0 | 0 | 0 | [7 empty] | 0 | 0
Main Bldg. | 0 | Bus Duct - Vertical or Horizontal (Per 10' section) | 0 | 0 | 0 | 0 | 0 | 0 | 0 | [7 empty] | 0 | 0
Main Bldg. | 0 | Automatic Transfer Switch (ATS) > 100A | 0 | 0 | 0 | 0 | 0 | 0 | 0 | [7 empty] | 0 | 0
Main Bldg. | 0 | Manual Transfer Switch (MTS) > 100A | 0 | 0 | 0 | 0 | 0 | 0 | 0 | [7 empty] | 0 | 0
Main Bldg. | 0 | Variable Frequency Drives (VFD) < 50 HP | 0 | 0 | 0 | 0 | 0 | 0 | 0 | [7 empty] | 0 | 0
Main Bldg. | 0 | Variable Frequency Drives (VFD) 51-200 HP | 0 | 0 | 0 | 0 | 0 | 0 | 0 | [7 empty] | 0 | 0
Main Bldg. | 0 | Motors < 50 HP | 0 | 0 | 0 | 0 | 0 | 0 | 0 | [7 empty] | 0 | 0
Main Bldg. | 0 | Motors 51-200 HP | 0 | 0 | 0 | 0 | 0 | 0 | 0 | [7 empty] | 0 | 0
Main Bldg. | 0 | Motors 201-500 HP | 0 | 0 | 0 | 0 | 0 | 0 | 0 | [7 empty] | 0 | 0
Main Bldg. | 0 | Compressed Air Equipment | 0 | 0 | 0 | 0 | 0 | 0 | 0 | [7 empty] | 0 | 0
Main Bldg. | 0 | HVAC Equipment (Large) | 0 | 0 | 0 | 0 | 0 | 0 | 0 | [7 empty] | 0 | 0
Main Bldg. | 0 | HVAC Equipment (Small) | 0 | 0 | 0 | 0 | 0 | 0 | 0 | [7 empty] | 0 | 0
Main Bldg. | 0 | Uninterruptible Power Supply (UPS) < 50kVA | 0 | 0 | 0 | 0 | 0 | 0 | 0 | [7 empty] | 0 | 0
Main Bldg. | 0 | Uninterruptible Power Supply (UPS) > 50kVA | 0 | 0 | 0 | 0 | 0 | 0 | 0 | [7 empty] | 0 | 0
Main Bldg. | 0 | Switchgear - Incoming Main Service (Per Section) | 0 | 0 | 0 | 0 | 0 | 0 | 0 | 0 | 0 |  |  | 0 |  |  | 0 | 0
Main Bldg. | 0 | Switchgear Insulated Case Breakers (Bus Mounted) | 0 | 0 | 0 | 0 | 0 | 0 | 0 | 0 | [6 empty] | 0 | 0
Main Bldg. | 0 | SwitchGear Drawout Breakers | 0 | 0 | 0 | 0 | 0 | 0 | 0 |  | 0 | [5 empty] | 0 | 0
Main Bldg. | 0 | Distribution Switchboard Multi Cover (Per Section) | 0 | 0 | 0 | 0 | 0 | 0 | 0 | 0 |  |  |  | 0 |  |  | 0 | 0
Main Bldg. | 0 | Switchboard Disconnects | 0 | 0 | 0 | 0 | 0 | 0 | 0 | [7 empty] | 0 | 0
Main Bldg. | 0 | Switchboard Molded Case Breakers | 0 | 0 | 0 | 0 | 0 | 0 | 0 | 0 | [6 empty] | 0 | 0
Main Bldg. | 0 | Panelboard-Single Cover > 400A (Distribution Panel) | 0 | 0 | 0 | 0 | 0 | 0 | 0 | 0 |  |  |  | 0 |  |  | 0 | 0
Main Bldg. | 0 | Panelboard-Single Cover < 400A (Branch Ckt Panel) | 0 | 0 | 0 | 0 | 0 | 0 | 0 |  |  |  |  | 0 |  |  | 0 | 0
Main Bldg. | 0 | Motor Control Center (MCC-Per Vertical Section) | 0 | 0 | 0 | 0 | 0 | 0 | 0 |  |  |  |  | 0 |  |  | 0 | 0
Main Bldg. | 0 | MCC: Combination Motor Starters | 0 | 0 | 0 | 0 | 0 | 0 | 0 | 0 |  |  |  | 0 |  |  | 0 | 0
Main Bldg. | 0 | MCC: Molded Case Breaker | 0 | 0 | 0 | 0 | 0 | 0 | 0 | 0 | [6 empty] | 0 | 0
Main Bldg. | 0 | MCC: Individual Disconnect Switch | 0 | 0 | 0 | 0 | 0 | 0 | 0 | [7 empty] | 0 | 0
Main Bldg. | 0 | Motor Control Panel (MCP) | 0 | 0 | 0 | 0 | 0 | 0 | 0 |  |  |  |  | 0 |  |  | 0 | 0
Main Bldg. | 0 | VFD Motor Control Panel (VFD-MCP) | 0 | 0 | 0 | 0 | 0 | 0 | 0 |  |  |  |  | 0 |  |  | 0 | 0
Main Bldg. | 0 | Individual Disconnect Switch > 100A | 0 | 0 | 0 | 0 | 0 | 0 | 0 | 0 | [6 empty] | 0 | 0
Main Bldg. | 0 | Individual Molded Case Breaker > 100A | 0 | 0 | 0 | 0 | 0 | 0 | 0 | 0 | [6 empty] | 0 | 0
Main Bldg. | 0 | Individual Combination Motor Starter > 100A | 0 | 0 | 0 | 0 | 0 | 0 | 0 | 0 | [6 empty] | 0 | 0
Main Bldg. | 0 | Oil Filled Transformer - 5kV-15kV Primary - Any Size (Pad Mounted) | 0 | 0 | 0 | 0 | 0 | 0 | 0 |  |  | 0 | 0 |  | 0 |  | 0 | 0
Main Bldg. | 0 | Oil Filled Transformer - > 15kV Primary (Substation Class) | 0 | 0 | 0 | 0 | 0 | 0 | 0 |  |  | 0 | 0 |  | 0 |  | 0 | 0
Main Bldg. | 0 | Dry Type Transformer - < 480V Primary - Any Size kVA | 0 | 0 | 0 | 0 | 0 | 0 | 0 |  |  | 0 | 0 |  |  |  | 0 | 0
Main Bldg. | 0 | Power Factor Correction Capacitors | 0 | 0 | 0 | 0 | 0 | 0 | 0 | [7 empty] | 0 | 0
Main Bldg. | 0 | Lighting Contactor > 100A | 0 | 0 | 0 | 0 | 0 | 0 | 0 | [7 empty] | 0 | 0
Main Bldg. | 0 | Power Distribution Unit (PDU) | 0 | 0 | 0 | 0 | 0 | 0 | 0 | [7 empty] | 0 | 0
Main Bldg. | 0 | Wire Trough, Gutter, or Large Junction Boxes | 0 | 0 | 0 | 0 | 0 | 0 | 0 | [7 empty] | 0 | 0
Main Bldg. | 0 | Bus Duct - Vertical or Horizontal (Per 10' section) | 0 | 0 | 0 | 0 | 0 | 0 | 0 | [7 empty] | 0 | 0
Main Bldg. | 0 | Automatic Transfer Switch (ATS) > 100A | 0 | 0 | 0 | 0 | 0 | 0 | 0 | [7 empty] | 0 | 0
Main Bldg. | 0 | Manual Transfer Switch (MTS) > 100A | 0 | 0 | 0 | 0 | 0 | 0 | 0 | [7 empty] | 0 | 0
Main Bldg. | 0 | Variable Frequency Drives (VFD) < 50 HP | 0 | 0 | 0 | 0 | 0 | 0 | 0 | [7 empty] | 0 | 0
Main Bldg. | 0 | Variable Frequency Drives (VFD) 51-200 HP | 0 | 0 | 0 | 0 | 0 | 0 | 0 | [7 empty] | 0 | 0
Main Bldg. | 0 | Motors < 50 HP | 0 | 0 | 0 | 0 | 0 | 0 | 0 | [7 empty] | 0 | 0
Main Bldg. | 0 | Motors 51-200 HP | 0 | 0 | 0 | 0 | 0 | 0 | 0 | [7 empty] | 0 | 0
Main Bldg. | 0 | Motors 201-500 HP | 0 | 0 | 0 | 0 | 0 | 0 | 0 | [7 empty] | 0 | 0
Main Bldg. | 0 | Compressed Air Equipment | 0 | 0 | 0 | 0 | 0 | 0 | 0 | [7 empty] | 0 | 0
Main Bldg. | 0 | HVAC Equipment (Large) | 0 | 0 | 0 | 0 | 0 | 0 | 0 | [7 empty] | 0 | 0
Main Bldg. | 0 | HVAC Equipment (Small) | 0 | 0 | 0 | 0 | 0 | 0 | 0 | [7 empty] | 0 | 0
Main Bldg. | 0 | Uninterruptible Power Supply (UPS) < 50kVA | 0 | 0 | 0 | 0 | 0 | 0 | 0 | [7 empty] | 0 | 0
Main Bldg. | 0 | Uninterruptible Power Supply (UPS) > 50kVA | 0 | 0 | 0 | 0 | 0 | 0 | 0 | [7 empty] | 0 | 0
Main Bldg. | 0 | Switchgear - Incoming Main Service (Per Section) | 0 | 0 | 0 | 0 | 0 | 0 | 0 | 0 | 0 |  |  | 0 |  |  | 0 | 0
Main Bldg. | 0 | Switchgear Insulated Case Breakers (Bus Mounted) | 0 | 0 | 0 | 0 | 0 | 0 | 0 | 0 | [6 empty] | 0 | 0
Main Bldg. | 0 | SwitchGear Drawout Breakers | 0 | 0 | 0 | 0 | 0 | 0 | 0 |  | 0 | [5 empty] | 0 | 0
Main Bldg. | 0 | Distribution Switchboard Multi Cover (Per Section) | 0 | 0 | 0 | 0 | 0 | 0 | 0 | 0 |  |  |  | 0 |  |  | 0 | 0
Main Bldg. | 0 | Switchboard Disconnects | 0 | 0 | 0 | 0 | 0 | 0 | 0 | [7 empty] | 0 | 0
Main Bldg. | 0 | Switchboard Molded Case Breakers | 0 | 0 | 0 | 0 | 0 | 0 | 0 | 0 | [6 empty] | 0 | 0
Main Bldg. | 0 | Panelboard-Single Cover > 400A (Distribution Panel) | 0 | 0 | 0 | 0 | 0 | 0 | 0 | 0 |  |  |  | 0 |  |  | 0 | 0
Main Bldg. | 0 | Panelboard-Single Cover < 400A (Branch Ckt Panel) | 0 | 0 | 0 | 0 | 0 | 0 | 0 |  |  |  |  | 0 |  |  | 0 | 0
Main Bldg. | 0 | Motor Control Center (MCC-Per Vertical Section) | 0 | 0 | 0 | 0 | 0 | 0 | 0 |  |  |  |  | 0 |  |  | 0 | 0
Main Bldg. | 0 | MCC: Combination Motor Starters | 0 | 0 | 0 | 0 | 0 | 0 | 0 | 0 |  |  |  | 0 |  |  | 0 | 0
Main Bldg. | 0 | MCC: Molded Case Breaker | 0 | 0 | 0 | 0 | 0 | 0 | 0 | 0 | [6 empty] | 0 | 0
Main Bldg. | 0 | MCC: Individual Disconnect Switch | 0 | 0 | 0 | 0 | 0 | 0 | 0 | [7 empty] | 0 | 0
Main Bldg. | 0 | Motor Control Panel (MCP) | 0 | 0 | 0 | 0 | 0 | 0 | 0 |  |  |  |  | 0 |  |  | 0 | 0
Main Bldg. | 0 | VFD Motor Control Panel (VFD-MCP) | 0 | 0 | 0 | 0 | 0 | 0 | 0 |  |  |  |  | 0 |  |  | 0 | 0
Main Bldg. | 0 | Individual Disconnect Switch > 100A | 0 | 0 | 0 | 0 | 0 | 0 | 0 | 0 | [6 empty] | 0 | 0
Main Bldg. | 0 | Individual Molded Case Breaker > 100A | 0 | 0 | 0 | 0 | 0 | 0 | 0 | 0 | [6 empty] | 0 | 0
Main Bldg. | 0 | Individual Combination Motor Starter > 100A | 0 | 0 | 0 | 0 | 0 | 0 | 0 | 0 | [6 empty] | 0 | 0
Main Bldg. | 0 | Oil Filled Transformer - 5kV-15kV Primary - Any Size (Pad Mounted) | 0 | 0 | 0 | 0 | 0 | 0 | 0 |  |  | 0 | 0 |  | 0 |  | 0 | 0
Main Bldg. | 0 | Oil Filled Transformer - > 15kV Primary (Substation Class) | 0 | 0 | 0 | 0 | 0 | 0 | 0 |  |  | 0 | 0 |  | 0 |  | 0 | 0
Main Bldg. | 0 | Dry Type Transformer - < 480V Primary - Any Size kVA | 0 | 0 | 0 | 0 | 0 | 0 | 0 |  |  | 0 | 0 |  |  |  | 0 | 0
Main Bldg. | 0 | Power Factor Correction Capacitors | 0 | 0 | 0 | 0 | 0 | 0 | 0 | [7 empty] | 0 | 0
Main Bldg. | 0 | Lighting Contactor > 100A | 0 | 0 | 0 | 0 | 0 | 0 | 0 | [7 empty] | 0 | 0
Main Bldg. | 0 | Power Distribution Unit (PDU) | 0 | 0 | 0 | 0 | 0 | 0 | 0 | [7 empty] | 0 | 0
Main Bldg. | 0 | Wire Trough, Gutter, or Large Junction Boxes | 0 | 0 | 0 | 0 | 0 | 0 | 0 | [7 empty] | 0 | 0
Main Bldg. | 0 | Bus Duct - Vertical or Horizontal (Per 10' section) | 0 | 0 | 0 | 0 | 0 | 0 | 0 | [7 empty] | 0 | 0
Main Bldg. | 0 | Automatic Transfer Switch (ATS) > 100A | 0 | 0 | 0 | 0 | 0 | 0 | 0 | [7 empty] | 0 | 0
Main Bldg. | 0 | Manual Transfer Switch (MTS) > 100A | 0 | 0 | 0 | 0 | 0 | 0 | 0 | [7 empty] | 0 | 0
Main Bldg. | 0 | Variable Frequency Drives (VFD) < 50 HP | 0 | 0 | 0 | 0 | 0 | 0 | 0 | [7 empty] | 0 | 0
Main Bldg. | 0 | Variable Frequency Drives (VFD) 51-200 HP | 0 | 0 | 0 | 0 | 0 | 0 | 0 | [7 empty] | 0 | 0
Main Bldg. | 0 | Motors < 50 HP | 0 | 0 | 0 | 0 | 0 | 0 | 0 | [7 empty] | 0 | 0
Main Bldg. | 0 | Motors 51-200 HP | 0 | 0 | 0 | 0 | 0 | 0 | 0 | [7 empty] | 0 | 0
Main Bldg. | 0 | Motors 201-500 HP | 0 | 0 | 0 | 0 | 0 | 0 | 0 | [7 empty] | 0 | 0
Main Bldg. | 0 | Compressed Air Equipment | 0 | 0 | 0 | 0 | 0 | 0 | 0 | [7 empty] | 0 | 0
Main Bldg. | 0 | HVAC Equipment (Large) | 0 | 0 | 0 | 0 | 0 | 0 | 0 | [7 empty] | 0 | 0
Main Bldg. | 0 | HVAC Equipment (Small) | 0 | 0 | 0 | 0 | 0 | 0 | 0 | [7 empty] | 0 | 0
Main Bldg. | 0 | Uninterruptible Power Supply (UPS) < 50kVA | 0 | 0 | 0 | 0 | 0 | 0 | 0 | [7 empty] | 0 | 0
Main Bldg. | 0 | Uninterruptible Power Supply (UPS) > 50kVA | 0 | 0 | 0 | 0 | 0 | 0 | 0 | [7 empty] | 0 | 0
Main Bldg. | 0 | Switchgear - Incoming Main Service (Per Section) | 0 | 0 | 0 | 0 | 0 | 0 | 0 | 0 | 0 |  |  | 0 |  |  | 0 | 0
Main Bldg. | 0 | Switchgear Insulated Case Breakers (Bus Mounted) | 0 | 0 | 0 | 0 | 0 | 0 | 0 | 0 | [6 empty] | 0 | 0
Main Bldg. | 0 | SwitchGear Drawout Breakers | 0 | 0 | 0 | 0 | 0 | 0 | 0 |  | 0 | [5 empty] | 0 | 0
Main Bldg. | 0 | Distribution Switchboard Multi Cover (Per Section) | 0 | 0 | 0 | 0 | 0 | 0 | 0 | 0 |  |  |  | 0 |  |  | 0 | 0
Main Bldg. | 0 | Switchboard Disconnects | 0 | 0 | 0 | 0 | 0 | 0 | 0 | [7 empty] | 0 | 0
Main Bldg. | 0 | Switchboard Molded Case Breakers | 0 | 0 | 0 | 0 | 0 | 0 | 0 | 0 | [6 empty] | 0 | 0
Main Bldg. | 0 | Panelboard-Single Cover > 400A (Distribution Panel) | 0 | 0 | 0 | 0 | 0 | 0 | 0 | 0 |  |  |  | 0 |  |  | 0 | 0
Main Bldg. | 0 | Panelboard-Single Cover < 400A (Branch Ckt Panel) | 0 | 0 | 0 | 0 | 0 | 0 | 0 |  |  |  |  | 0 |  |  | 0 | 0
Main Bldg. | 0 | Motor Control Center (MCC-Per Vertical Section) | 0 | 0 | 0 | 0 | 0 | 0 | 0 |  |  |  |  | 0 |  |  | 0 | 0
Main Bldg. | 0 | MCC: Combination Motor Starters | 0 | 0 | 0 | 0 | 0 | 0 | 0 | 0 |  |  |  | 0 |  |  | 0 | 0
Main Bldg. | 0 | MCC: Molded Case Breaker | 0 | 0 | 0 | 0 | 0 | 0 | 0 | 0 | [6 empty] | 0 | 0
Main Bldg. | 0 | MCC: Individual Disconnect Switch | 0 | 0 | 0 | 0 | 0 | 0 | 0 | [7 empty] | 0 | 0
Main Bldg. | 0 | Motor Control Panel (MCP) | 0 | 0 | 0 | 0 | 0 | 0 | 0 |  |  |  |  | 0 |  |  | 0 | 0
Main Bldg. | 0 | VFD Motor Control Panel (VFD-MCP) | 0 | 0 | 0 | 0 | 0 | 0 | 0 |  |  |  |  | 0 |  |  | 0 | 0
Main Bldg. | 0 | Individual Disconnect Switch > 100A | 0 | 0 | 0 | 0 | 0 | 0 | 0 | 0 | [6 empty] | 0 | 0
Main Bldg. | 0 | Individual Molded Case Breaker > 100A | 0 | 0 | 0 | 0 | 0 | 0 | 0 | 0 | [6 empty] | 0 | 0
Main Bldg. | 0 | Individual Combination Motor Starter > 100A | 0 | 0 | 0 | 0 | 0 | 0 | 0 | 0 | [6 empty] | 0 | 0
Main Bldg. | 0 | Oil Filled Transformer - 5kV-15kV Primary - Any Size (Pad Mounted) | 0 | 0 | 0 | 0 | 0 | 0 | 0 |  |  | 0 | 0 |  | 0 |  | 0 | 0
Main Bldg. | 0 | Oil Filled Transformer - > 15kV Primary (Substation Class) | 0 | 0 | 0 | 0 | 0 | 0 | 0 |  |  | 0 | 0 |  | 0 |  | 0 | 0
Main Bldg. | 0 | Dry Type Transformer - < 480V Primary - Any Size kVA | 0 | 0 | 0 | 0 | 0 | 0 | 0 |  |  | 0 | 0 |  |  |  | 0 | 0
Main Bldg. | 0 | Power Factor Correction Capacitors | 0 | 0 | 0 | 0 | 0 | 0 | 0 | [7 empty] | 0 | 0
Main Bldg. | 0 | Lighting Contactor > 100A | 0 | 0 | 0 | 0 | 0 | 0 | 0 | [7 empty] | 0 | 0
Main Bldg. | 0 | Power Distribution Unit (PDU) | 0 | 0 | 0 | 0 | 0 | 0 | 0 | [7 empty] | 0 | 0
Main Bldg. | 0 | Wire Trough, Gutter, or Large Junction Boxes | 0 | 0 | 0 | 0 | 0 | 0 | 0 | [7 empty] | 0 | 0
Main Bldg. | 0 | Bus Duct - Vertical or Horizontal (Per 10' section) | 0 | 0 | 0 | 0 | 0 | 0 | 0 | [7 empty] | 0 | 0
Main Bldg. | 0 | Automatic Transfer Switch (ATS) > 100A | 0 | 0 | 0 | 0 | 0 | 0 | 0 | [7 empty] | 0 | 0
Main Bldg. | 0 | Manual Transfer Switch (MTS) > 100A | 0 | 0 | 0 | 0 | 0 | 0 | 0 | [7 empty] | 0 | 0
Main Bldg. | 0 | Variable Frequency Drives (VFD) < 50 HP | 0 | 0 | 0 | 0 | 0 | 0 | 0 | [7 empty] | 0 | 0
Main Bldg. | 0 | Variable Frequency Drives (VFD) 51-200 HP | 0 | 0 | 0 | 0 | 0 | 0 | 0 | [7 empty] | 0 | 0
Main Bldg. | 0 | Motors < 50 HP | 0 | 0 | 0 | 0 | 0 | 0 | 0 | [7 empty] | 0 | 0
Main Bldg. | 0 | Motors 51-200 HP | 0 | 0 | 0 | 0 | 0 | 0 | 0 | [7 empty] | 0 | 0
Main Bldg. | 0 | Motors 201-500 HP | 0 | 0 | 0 | 0 | 0 | 0 | 0 | [7 empty] | 0 | 0
Main Bldg. | 0 | Compressed Air Equipment | 0 | 0 | 0 | 0 | 0 | 0 | 0 | [7 empty] | 0 | 0
Main Bldg. | 0 | HVAC Equipment (Large) | 0 | 0 | 0 | 0 | 0 | 0 | 0 | [7 empty] | 0 | 0
Main Bldg. | 0 | HVAC Equipment (Small) | 0 | 0 | 0 | 0 | 0 | 0 | 0 | [7 empty] | 0 | 0
Main Bldg. | 0 | Uninterruptible Power Supply (UPS) < 50kVA | 0 | 0 | 0 | 0 | 0 | 0 | 0 | [7 empty] | 0 | 0
Main Bldg. | 0 | Uninterruptible Power Supply (UPS) > 50kVA | 0 | 0 | 0 | 0 | 0 | 0 | 0 | [7 empty] | 0 | 0
Main Bldg. | 0 | Switchgear - Incoming Main Service (Per Section) | 0 | 0 | 0 | 0 | 0 | 0 | 0 | 0 | 0 |  |  | 0 |  |  | 0 | 0
Main Bldg. | 0 | Switchgear Insulated Case Breakers (Bus Mounted) | 0 | 0 | 0 | 0 | 0 | 0 | 0 | 0 | [6 empty] | 0 | 0
Main Bldg. | 0 | SwitchGear Drawout Breakers | 0 | 0 | 0 | 0 | 0 | 0 | 0 |  | 0 | [5 empty] | 0 | 0
Main Bldg. | 0 | Distribution Switchboard Multi Cover (Per Section) | 0 | 0 | 0 | 0 | 0 | 0 | 0 | 0 |  |  |  | 0 |  |  | 0 | 0
Main Bldg. | 0 | Switchboard Disconnects | 0 | 0 | 0 | 0 | 0 | 0 | 0 | [7 empty] | 0 | 0
Main Bldg. | 0 | Switchboard Molded Case Breakers | 0 | 0 | 0 | 0 | 0 | 0 | 0 | 0 | [6 empty] | 0 | 0
Main Bldg. | 0 | Panelboard-Single Cover > 400A (Distribution Panel) | 0 | 0 | 0 | 0 | 0 | 0 | 0 | 0 |  |  |  | 0 |  |  | 0 | 0
Main Bldg. | 0 | Panelboard-Single Cover < 400A (Branch Ckt Panel) | 0 | 0 | 0 | 0 | 0 | 0 | 0 |  |  |  |  | 0 |  |  | 0 | 0
Main Bldg. | 0 | Motor Control Center (MCC-Per Vertical Section) | 0 | 0 | 0 | 0 | 0 | 0 | 0 |  |  |  |  | 0 |  |  | 0 | 0
Main Bldg. | 0 | MCC: Combination Motor Starters | 0 | 0 | 0 | 0 | 0 | 0 | 0 | 0 |  |  |  | 0 |  |  | 0 | 0
Main Bldg. | 0 | MCC: Molded Case Breaker | 0 | 0 | 0 | 0 | 0 | 0 | 0 | 0 | [6 empty] | 0 | 0
Main Bldg. | 0 | MCC: Individual Disconnect Switch | 0 | 0 | 0 | 0 | 0 | 0 | 0 | [7 empty] | 0 | 0
Main Bldg. | 0 | Motor Control Panel (MCP) | 0 | 0 | 0 | 0 | 0 | 0 | 0 |  |  |  |  | 0 |  |  | 0 | 0
Main Bldg. | 0 | VFD Motor Control Panel (VFD-MCP) | 0 | 0 | 0 | 0 | 0 | 0 | 0 |  |  |  |  | 0 |  |  | 0 | 0
Main Bldg. | 0 | Individual Disconnect Switch > 100A | 0 | 0 | 0 | 0 | 0 | 0 | 0 | 0 | [6 empty] | 0 | 0
Main Bldg. | 0 | Individual Molded Case Breaker > 100A | 0 | 0 | 0 | 0 | 0 | 0 | 0 | 0 | [6 empty] | 0 | 0
Main Bldg. | 0 | Individual Combination Motor Starter > 100A | 0 | 0 | 0 | 0 | 0 | 0 | 0 | 0 | [6 empty] | 0 | 0
Main Bldg. | 0 | Oil Filled Transformer - 5kV-15kV Primary - Any Size (Pad Mounted) | 0 | 0 | 0 | 0 | 0 | 0 | 0 |  |  | 0 | 0 |  | 0 |  | 0 | 0
Main Bldg. | 0 | Oil Filled Transformer - > 15kV Primary (Substation Class) | 0 | 0 | 0 | 0 | 0 | 0 | 0 |  |  | 0 | 0 |  | 0 |  | 0 | 0
Main Bldg. | 0 | Dry Type Transformer - < 480V Primary - Any Size kVA | 0 | 0 | 0 | 0 | 0 | 0 | 0 |  |  | 0 | 0 |  |  |  | 0 | 0
Main Bldg. | 0 | Power Factor Correction Capacitors | 0 | 0 | 0 | 0 | 0 | 0 | 0 | [7 empty] | 0 | 0
Main Bldg. | 0 | Lighting Contactor > 100A | 0 | 0 | 0 | 0 | 0 | 0 | 0 | [7 empty] | 0 | 0
Main Bldg. | 0 | Power Distribution Unit (PDU) | 0 | 0 | 0 | 0 | 0 | 0 | 0 | [7 empty] | 0 | 0
Main Bldg. | 0 | Wire Trough, Gutter, or Large Junction Boxes | 0 | 0 | 0 | 0 | 0 | 0 | 0 | [7 empty] | 0 | 0
Main Bldg. | 0 | Bus Duct - Vertical or Horizontal (Per 10' section) | 0 | 0 | 0 | 0 | 0 | 0 | 0 | [7 empty] | 0 | 0
Main Bldg. | 0 | Automatic Transfer Switch (ATS) > 100A | 0 | 0 | 0 | 0 | 0 | 0 | 0 | [7 empty] | 0 | 0
Main Bldg. | 0 | Manual Transfer Switch (MTS) > 100A | 0 | 0 | 0 | 0 | 0 | 0 | 0 | [7 empty] | 0 | 0
Main Bldg. | 0 | Variable Frequency Drives (VFD) < 50 HP | 0 | 0 | 0 | 0 | 0 | 0 | 0 | [7 empty] | 0 | 0
Main Bldg. | 0 | Variable Frequency Drives (VFD) 51-200 HP | 0 | 0 | 0 | 0 | 0 | 0 | 0 | [7 empty] | 0 | 0
Main Bldg. | 0 | Motors < 50 HP | 0 | 0 | 0 | 0 | 0 | 0 | 0 | [7 empty] | 0 | 0
Main Bldg. | 0 | Motors 51-200 HP | 0 | 0 | 0 | 0 | 0 | 0 | 0 | [7 empty] | 0 | 0
Main Bldg. | 0 | Motors 201-500 HP | 0 | 0 | 0 | 0 | 0 | 0 | 0 | [7 empty] | 0 | 0
Main Bldg. | 0 | Compressed Air Equipment | 0 | 0 | 0 | 0 | 0 | 0 | 0 | [7 empty] | 0 | 0
Main Bldg. | 0 | HVAC Equipment (Large) | 0 | 0 | 0 | 0 | 0 | 0 | 0 | [7 empty] | 0 | 0
Main Bldg. | 0 | HVAC Equipment (Small) | 0 | 0 | 0 | 0 | 0 | 0 | 0 | [7 empty] | 0 | 0
Main Bldg. | 0 | Uninterruptible Power Supply (UPS) < 50kVA | 0 | 0 | 0 | 0 | 0 | 0 | 0 | [7 empty] | 0 | 0
Main Bldg. | 0 | Uninterruptible Power Supply (UPS) > 50kVA | 0 | 0 | 0 | 0 | 0 | 0 | 0 | [7 empty] | 0 | 0
Main Bldg. | 0 | Switchgear - Incoming Main Service (Per Section) | 0 | 0 | 0 | 0 | 0 | 0 | 0 | 0 | 0 |  |  | 0 |  |  | 0 | 0
Main Bldg. | 0 | Switchgear Insulated Case Breakers (Bus Mounted) | 0 | 0 | 0 | 0 | 0 | 0 | 0 | 0 | [6 empty] | 0 | 0
Main Bldg. | 0 | SwitchGear Drawout Breakers | 0 | 0 | 0 | 0 | 0 | 0 | 0 |  | 0 | [5 empty] | 0 | 0
Main Bldg. | 0 | Distribution Switchboard Multi Cover (Per Section) | 0 | 0 | 0 | 0 | 0 | 0 | 0 | 0 |  |  |  | 0 |  |  | 0 | 0
Main Bldg. | 0 | Switchboard Disconnects | 0 | 0 | 0 | 0 | 0 | 0 | 0 | [7 empty] | 0 | 0
Main Bldg. | 0 | Switchboard Molded Case Breakers | 0 | 0 | 0 | 0 | 0 | 0 | 0 | 0 | [6 empty] | 0 | 0
Main Bldg. | 0 | Panelboard-Single Cover > 400A (Distribution Panel) | 0 | 0 | 0 | 0 | 0 | 0 | 0 | 0 |  |  |  | 0 |  |  | 0 | 0
Main Bldg. | 0 | Panelboard-Single Cover < 400A (Branch Ckt Panel) | 0 | 0 | 0 | 0 | 0 | 0 | 0 |  |  |  |  | 0 |  |  | 0 | 0
Main Bldg. | 0 | Motor Control Center (MCC-Per Vertical Section) | 0 | 0 | 0 | 0 | 0 | 0 | 0 |  |  |  |  | 0 |  |  | 0 | 0
Main Bldg. | 0 | MCC: Combination Motor Starters | 0 | 0 | 0 | 0 | 0 | 0 | 0 | 0 |  |  |  | 0 |  |  | 0 | 0
Main Bldg. | 0 | MCC: Molded Case Breaker | 0 | 0 | 0 | 0 | 0 | 0 | 0 | 0 | [6 empty] | 0 | 0
Main Bldg. | 0 | MCC: Individual Disconnect Switch | 0 | 0 | 0 | 0 | 0 | 0 | 0 | [7 empty] | 0 | 0
Main Bldg. | 0 | Motor Control Panel (MCP) | 0 | 0 | 0 | 0 | 0 | 0 | 0 |  |  |  |  | 0 |  |  | 0 | 0
Main Bldg. | 0 | VFD Motor Control Panel (VFD-MCP) | 0 | 0 | 0 | 0 | 0 | 0 | 0 |  |  |  |  | 0 |  |  | 0 | 0
Main Bldg. | 0 | Individual Disconnect Switch > 100A | 0 | 0 | 0 | 0 | 0 | 0 | 0 | 0 | [6 empty] | 0 | 0
Main Bldg. | 0 | Individual Molded Case Breaker > 100A | 0 | 0 | 0 | 0 | 0 | 0 | 0 | 0 | [6 empty] | 0 | 0
Main Bldg. | 0 | Individual Combination Motor Starter > 100A | 0 | 0 | 0 | 0 | 0 | 0 | 0 | 0 | [6 empty] | 0 | 0
Main Bldg. | 0 | Oil Filled Transformer - 5kV-15kV Primary - Any Size (Pad Mounted) | 0 | 0 | 0 | 0 | 0 | 0 | 0 |  |  | 0 | 0 |  | 0 |  | 0 | 0
Main Bldg. | 0 | Oil Filled Transformer - > 15kV Primary (Substation Class) | 0 | 0 | 0 | 0 | 0 | 0 | 0 |  |  | 0 | 0 |  | 0 |  | 0 | 0
Main Bldg. | 0 | Dry Type Transformer - < 480V Primary - Any Size kVA | 0 | 0 | 0 | 0 | 0 | 0 | 0 |  |  | 0 | 0 |  |  |  | 0 | 0
Main Bldg. | 0 | Power Factor Correction Capacitors | 0 | 0 | 0 | 0 | 0 | 0 | 0 | [7 empty] | 0 | 0
Main Bldg. | 0 | Lighting Contactor > 100A | 0 | 0 | 0 | 0 | 0 | 0 | 0 | [7 empty] | 0 | 0
Main Bldg. | 0 | Power Distribution Unit (PDU) | 0 | 0 | 0 | 0 | 0 | 0 | 0 | [7 empty] | 0 | 0
Main Bldg. | 0 | Wire Trough, Gutter, or Large Junction Boxes | 0 | 0 | 0 | 0 | 0 | 0 | 0 | [7 empty] | 0 | 0
Main Bldg. | 0 | Bus Duct - Vertical or Horizontal (Per 10' section) | 0 | 0 | 0 | 0 | 0 | 0 | 0 | [7 empty] | 0 | 0
Main Bldg. | 0 | Automatic Transfer Switch (ATS) > 100A | 0 | 0 | 0 | 0 | 0 | 0 | 0 | [7 empty] | 0 | 0
Main Bldg. | 0 | Manual Transfer Switch (MTS) > 100A | 0 | 0 | 0 | 0 | 0 | 0 | 0 | [7 empty] | 0 | 0
Main Bldg. | 0 | Variable Frequency Drives (VFD) < 50 HP | 0 | 0 | 0 | 0 | 0 | 0 | 0 | [7 empty] | 0 | 0
Main Bldg. | 0 | Variable Frequency Drives (VFD) 51-200 HP | 0 | 0 | 0 | 0 | 0 | 0 | 0 | [7 empty] | 0 | 0
Main Bldg. | 0 | Motors < 50 HP | 0 | 0 | 0 | 0 | 0 | 0 | 0 | [7 empty] | 0 | 0
Main Bldg. | 0 | Motors 51-200 HP | 0 | 0 | 0 | 0 | 0 | 0 | 0 | [7 empty] | 0 | 0
Main Bldg. | 0 | Motors 201-500 HP | 0 | 0 | 0 | 0 | 0 | 0 | 0 | [7 empty] | 0 | 0
Main Bldg. | 0 | Compressed Air Equipment | 0 | 0 | 0 | 0 | 0 | 0 | 0 | [7 empty] | 0 | 0
Main Bldg. | 0 | HVAC Equipment (Large) | 0 | 0 | 0 | 0 | 0 | 0 | 0 | [7 empty] | 0 | 0
Main Bldg. | 0 | HVAC Equipment (Small) | 0 | 0 | 0 | 0 | 0 | 0 | 0 | [7 empty] | 0 | 0
Main Bldg. | 0 | Uninterruptible Power Supply (UPS) < 50kVA | 0 | 0 | 0 | 0 | 0 | 0 | 0 | [7 empty] | 0 | 0
Main Bldg. | 0 | Uninterruptible Power Supply (UPS) > 50kVA | 0 | 0 | 0 | 0 | 0 | 0 | 0 | [7 empty] | 0 | 0
Main Bldg. | 0 | Switchgear - Incoming Main Service (Per Section) | 0 | 0 | 0 | 0 | 0 | 0 | 0 | 0 | 0 |  |  | 0 |  |  | 0 | 0
Main Bldg. | 0 | Switchgear Insulated Case Breakers (Bus Mounted) | 0 | 0 | 0 | 0 | 0 | 0 | 0 | 0 | [6 empty] | 0 | 0
Main Bldg. | 0 | SwitchGear Drawout Breakers | 0 | 0 | 0 | 0 | 0 | 0 | 0 |  | 0 | [5 empty] | 0 | 0
Main Bldg. | 0 | Distribution Switchboard Multi Cover (Per Section) | 0 | 0 | 0 | 0 | 0 | 0 | 0 | 0 |  |  |  | 0 |  |  | 0 | 0
Main Bldg. | 0 | Switchboard Disconnects | 0 | 0 | 0 | 0 | 0 | 0 | 0 | [7 empty] | 0 | 0
Main Bldg. | 0 | Switchboard Molded Case Breakers | 0 | 0 | 0 | 0 | 0 | 0 | 0 | 0 | [6 empty] | 0 | 0
Main Bldg. | 0 | Panelboard-Single Cover > 400A (Distribution Panel) | 0 | 0 | 0 | 0 | 0 | 0 | 0 | 0 |  |  |  | 0 |  |  | 0 | 0
Main Bldg. | 0 | Panelboard-Single Cover < 400A (Branch Ckt Panel) | 0 | 0 | 0 | 0 | 0 | 0 | 0 |  |  |  |  | 0 |  |  | 0 | 0
Main Bldg. | 0 | Motor Control Center (MCC-Per Vertical Section) | 0 | 0 | 0 | 0 | 0 | 0 | 0 |  |  |  |  | 0 |  |  | 0 | 0
Main Bldg. | 0 | MCC: Combination Motor Starters | 0 | 0 | 0 | 0 | 0 | 0 | 0 | 0 |  |  |  | 0 |  |  | 0 | 0
Main Bldg. | 0 | MCC: Molded Case Breaker | 0 | 0 | 0 | 0 | 0 | 0 | 0 | 0 | [6 empty] | 0 | 0
Main Bldg. | 0 | MCC: Individual Disconnect Switch | 0 | 0 | 0 | 0 | 0 | 0 | 0 | [7 empty] | 0 | 0
Main Bldg. | 0 | Motor Control Panel (MCP) | 0 | 0 | 0 | 0 | 0 | 0 | 0 |  |  |  |  | 0 |  |  | 0 | 0
Main Bldg. | 0 | VFD Motor Control Panel (VFD-MCP) | 0 | 0 | 0 | 0 | 0 | 0 | 0 |  |  |  |  | 0 |  |  | 0 | 0
Main Bldg. | 0 | Individual Disconnect Switch > 100A | 0 | 0 | 0 | 0 | 0 | 0 | 0 | 0 | [6 empty] | 0 | 0
Main Bldg. | 0 | Individual Molded Case Breaker > 100A | 0 | 0 | 0 | 0 | 0 | 0 | 0 | 0 | [6 empty] | 0 | 0
Main Bldg. | 0 | Individual Combination Motor Starter > 100A | 0 | 0 | 0 | 0 | 0 | 0 | 0 | 0 | [6 empty] | 0 | 0
Main Bldg. | 0 | Oil Filled Transformer - 5kV-15kV Primary - Any Size (Pad Mounted) | 0 | 0 | 0 | 0 | 0 | 0 | 0 |  |  | 0 | 0 |  | 0 |  | 0 | 0
Main Bldg. | 0 | Oil Filled Transformer - > 15kV Primary (Substation Class) | 0 | 0 | 0 | 0 | 0 | 0 | 0 |  |  | 0 | 0 |  | 0 |  | 0 | 0
Main Bldg. | 0 | Dry Type Transformer - < 480V Primary - Any Size kVA | 0 | 0 | 0 | 0 | 0 | 0 | 0 |  |  | 0 | 0 |  |  |  | 0 | 0
Main Bldg. | 0 | Power Factor Correction Capacitors | 0 | 0 | 0 | 0 | 0 | 0 | 0 | [7 empty] | 0 | 0
Main Bldg. | 0 | Lighting Contactor > 100A | 0 | 0 | 0 | 0 | 0 | 0 | 0 | [7 empty] | 0 | 0
Main Bldg. | 0 | Power Distribution Unit (PDU) | 0 | 0 | 0 | 0 | 0 | 0 | 0 | [7 empty] | 0 | 0
Main Bldg. | 0 | Wire Trough, Gutter, or Large Junction Boxes | 0 | 0 | 0 | 0 | 0 | 0 | 0 | [7 empty] | 0 | 0
Main Bldg. | 0 | Bus Duct - Vertical or Horizontal (Per 10' section) | 0 | 0 | 0 | 0 | 0 | 0 | 0 | [7 empty] | 0 | 0
Main Bldg. | 0 | Automatic Transfer Switch (ATS) > 100A | 0 | 0 | 0 | 0 | 0 | 0 | 0 | [7 empty] | 0 | 0
Main Bldg. | 0 | Manual Transfer Switch (MTS) > 100A | 0 | 0 | 0 | 0 | 0 | 0 | 0 | [7 empty] | 0 | 0
Main Bldg. | 0 | Variable Frequency Drives (VFD) < 50 HP | 0 | 0 | 0 | 0 | 0 | 0 | 0 | [7 empty] | 0 | 0
Main Bldg. | 0 | Variable Frequency Drives (VFD) 51-200 HP | 0 | 0 | 0 | 0 | 0 | 0 | 0 | [7 empty] | 0 | 0
Main Bldg. | 0 | Motors < 50 HP | 0 | 0 | 0 | 0 | 0 | 0 | 0 | [7 empty] | 0 | 0
Main Bldg. | 0 | Motors 51-200 HP | 0 | 0 | 0 | 0 | 0 | 0 | 0 | [7 empty] | 0 | 0
Main Bldg. | 0 | Motors 201-500 HP | 0 | 0 | 0 | 0 | 0 | 0 | 0 | [7 empty] | 0 | 0
Main Bldg. | 0 | Compressed Air Equipment | 0 | 0 | 0 | 0 | 0 | 0 | 0 | [7 empty] | 0 | 0
Main Bldg. | 0 | HVAC Equipment (Large) | 0 | 0 | 0 | 0 | 0 | 0 | 0 | [7 empty] | 0 | 0
Main Bldg. | 0 | HVAC Equipment (Small) | 0 | 0 | 0 | 0 | 0 | 0 | 0 | [7 empty] | 0 | 0
Main Bldg. | 0 | Uninterruptible Power Supply (UPS) < 50kVA | 0 | 0 | 0 | 0 | 0 | 0 | 0 | [7 empty] | 0 | 0
Main Bldg. | 0 | Uninterruptible Power Supply (UPS) > 50kVA | 0 | 0 | 0 | 0 | 0 | 0 | 0 | [7 empty] | 0 | 0
Main Bldg. | 0 | Switchgear - Incoming Main Service (Per Section) | 0 | 0 | 0 | 0 | 0 | 0 | 0 | 0 | 0 |  |  | 0 |  |  | 0 | 0
Main Bldg. | 0 | Switchgear Insulated Case Breakers (Bus Mounted) | 0 | 0 | 0 | 0 | 0 | 0 | 0 | 0 | [6 empty] | 0 | 0
Main Bldg. | 0 | SwitchGear Drawout Breakers | 0 | 0 | 0 | 0 | 0 | 0 | 0 |  | 0 | [5 empty] | 0 | 0
Main Bldg. | 0 | Distribution Switchboard Multi Cover (Per Section) | 0 | 0 | 0 | 0 | 0 | 0 | 0 | 0 |  |  |  | 0 |  |  | 0 | 0
Main Bldg. | 0 | Switchboard Disconnects | 0 | 0 | 0 | 0 | 0 | 0 | 0 | [7 empty] | 0 | 0
Main Bldg. | 0 | Switchboard Molded Case Breakers | 0 | 0 | 0 | 0 | 0 | 0 | 0 | 0 | [6 empty] | 0 | 0
Main Bldg. | 0 | Panelboard-Single Cover > 400A (Distribution Panel) | 0 | 0 | 0 | 0 | 0 | 0 | 0 | 0 |  |  |  | 0 |  |  | 0 | 0
Main Bldg. | 0 | Panelboard-Single Cover < 400A (Branch Ckt Panel) | 0 | 0 | 0 | 0 | 0 | 0 | 0 |  |  |  |  | 0 |  |  | 0 | 0
Main Bldg. | 0 | Motor Control Center (MCC-Per Vertical Section) | 0 | 0 | 0 | 0 | 0 | 0 | 0 |  |  |  |  | 0 |  |  | 0 | 0
Main Bldg. | 0 | MCC: Combination Motor Starters | 0 | 0 | 0 | 0 | 0 | 0 | 0 | 0 |  |  |  | 0 |  |  | 0 | 0
Main Bldg. | 0 | MCC: Molded Case Breaker | 0 | 0 | 0 | 0 | 0 | 0 | 0 | 0 | [6 empty] | 0 | 0
Main Bldg. | 0 | MCC: Individual Disconnect Switch | 0 | 0 | 0 | 0 | 0 | 0 | 0 | [7 empty] | 0 | 0
Main Bldg. | 0 | Motor Control Panel (MCP) | 0 | 0 | 0 | 0 | 0 | 0 | 0 |  |  |  |  | 0 |  |  | 0 | 0
Main Bldg. | 0 | VFD Motor Control Panel (VFD-MCP) | 0 | 0 | 0 | 0 | 0 | 0 | 0 |  |  |  |  | 0 |  |  | 0 | 0
Main Bldg. | 0 | Individual Disconnect Switch > 100A | 0 | 0 | 0 | 0 | 0 | 0 | 0 | 0 | [6 empty] | 0 | 0
Main Bldg. | 0 | Individual Molded Case Breaker > 100A | 0 | 0 | 0 | 0 | 0 | 0 | 0 | 0 | [6 empty] | 0 | 0
Main Bldg. | 0 | Individual Combination Motor Starter > 100A | 0 | 0 | 0 | 0 | 0 | 0 | 0 | 0 | [6 empty] | 0 | 0
Main Bldg. | 0 | Oil Filled Transformer - 5kV-15kV Primary - Any Size (Pad Mounted) | 0 | 0 | 0 | 0 | 0 | 0 | 0 |  |  | 0 | 0 |  | 0 |  | 0 | 0
Main Bldg. | 0 | Oil Filled Transformer - > 15kV Primary (Substation Class) | 0 | 0 | 0 | 0 | 0 | 0 | 0 |  |  | 0 | 0 |  | 0 |  | 0 | 0
Main Bldg. | 0 | Dry Type Transformer - < 480V Primary - Any Size kVA | 0 | 0 | 0 | 0 | 0 | 0 | 0 |  |  | 0 | 0 |  |  |  | 0 | 0
Main Bldg. | 0 | Power Factor Correction Capacitors | 0 | 0 | 0 | 0 | 0 | 0 | 0 | [7 empty] | 0 | 0
Main Bldg. | 0 | Lighting Contactor > 100A | 0 | 0 | 0 | 0 | 0 | 0 | 0 | [7 empty] | 0 | 0
Main Bldg. | 0 | Power Distribution Unit (PDU) | 0 | 0 | 0 | 0 | 0 | 0 | 0 | [7 empty] | 0 | 0
Main Bldg. | 0 | Wire Trough, Gutter, or Large Junction Boxes | 0 | 0 | 0 | 0 | 0 | 0 | 0 | [7 empty] | 0 | 0
Main Bldg. | 0 | Bus Duct - Vertical or Horizontal (Per 10' section) | 0 | 0 | 0 | 0 | 0 | 0 | 0 | [7 empty] | 0 | 0
Main Bldg. | 0 | Automatic Transfer Switch (ATS) > 100A | 0 | 0 | 0 | 0 | 0 | 0 | 0 | [7 empty] | 0 | 0
Main Bldg. | 0 | Manual Transfer Switch (MTS) > 100A | 0 | 0 | 0 | 0 | 0 | 0 | 0 | [7 empty] | 0 | 0
Main Bldg. | 0 | Variable Frequency Drives (VFD) < 50 HP | 0 | 0 | 0 | 0 | 0 | 0 | 0 | [7 empty] | 0 | 0
Main Bldg. | 0 | Variable Frequency Drives (VFD) 51-200 HP | 0 | 0 | 0 | 0 | 0 | 0 | 0 | [7 empty] | 0 | 0
Main Bldg. | 0 | Motors < 50 HP | 0 | 0 | 0 | 0 | 0 | 0 | 0 | [7 empty] | 0 | 0
Main Bldg. | 0 | Motors 51-200 HP | 0 | 0 | 0 | 0 | 0 | 0 | 0 | [7 empty] | 0 | 0
Main Bldg. | 0 | Motors 201-500 HP | 0 | 0 | 0 | 0 | 0 | 0 | 0 | [7 empty] | 0 | 0
Main Bldg. | 0 | Compressed Air Equipment | 0 | 0 | 0 | 0 | 0 | 0 | 0 | [7 empty] | 0 | 0
Main Bldg. | 0 | HVAC Equipment (Large) | 0 | 0 | 0 | 0 | 0 | 0 | 0 | [7 empty] | 0 | 0
Main Bldg. | 0 | HVAC Equipment (Small) | 0 | 0 | 0 | 0 | 0 | 0 | 0 | [7 empty] | 0 | 0
Main Bldg. | 0 | Uninterruptible Power Supply (UPS) < 50kVA | 0 | 0 | 0 | 0 | 0 | 0 | 0 | [7 empty] | 0 | 0
Main Bldg. | 0 | Uninterruptible Power Supply (UPS) > 50kVA | 0 | 0 | 0 | 0 | 0 | 0 | 0 | [7 empty] | 0 | 0
Main Bldg. | 0 | Switchgear - Incoming Main Service (Per Section) | 0 | 0 | 0 | 0 | 0 | 0 | 0 | 0 | 0 |  |  | 0 |  |  | 0 | 0
Main Bldg. | 0 | Switchgear Insulated Case Breakers (Bus Mounted) | 0 | 0 | 0 | 0 | 0 | 0 | 0 | 0 | [6 empty] | 0 | 0
Main Bldg. | 0 | SwitchGear Drawout Breakers | 0 | 0 | 0 | 0 | 0 | 0 | 0 |  | 0 | [5 empty] | 0 | 0
Main Bldg. | 0 | Distribution Switchboard Multi Cover (Per Section) | 0 | 0 | 0 | 0 | 0 | 0 | 0 | 0 |  |  |  | 0 |  |  | 0 | 0
Main Bldg. | 0 | Switchboard Disconnects | 0 | 0 | 0 | 0 | 0 | 0 | 0 | [7 empty] | 0 | 0
Main Bldg. | 0 | Switchboard Molded Case Breakers | 0 | 0 | 0 | 0 | 0 | 0 | 0 | 0 | [6 empty] | 0 | 0
Main Bldg. | 0 | Panelboard-Single Cover > 400A (Distribution Panel) | 0 | 0 | 0 | 0 | 0 | 0 | 0 | 0 |  |  |  | 0 |  |  | 0 | 0
Main Bldg. | 0 | Panelboard-Single Cover < 400A (Branch Ckt Panel) | 0 | 0 | 0 | 0 | 0 | 0 | 0 |  |  |  |  | 0 |  |  | 0 | 0
Main Bldg. | 0 | Motor Control Center (MCC-Per Vertical Section) | 0 | 0 | 0 | 0 | 0 | 0 | 0 |  |  |  |  | 0 |  |  | 0 | 0
Main Bldg. | 0 | MCC: Combination Motor Starters | 0 | 0 | 0 | 0 | 0 | 0 | 0 | 0 |  |  |  | 0 |  |  | 0 | 0
Main Bldg. | 0 | MCC: Molded Case Breaker | 0 | 0 | 0 | 0 | 0 | 0 | 0 | 0 | [6 empty] | 0 | 0
Main Bldg. | 0 | MCC: Individual Disconnect Switch | 0 | 0 | 0 | 0 | 0 | 0 | 0 | [7 empty] | 0 | 0
Main Bldg. | 0 | Motor Control Panel (MCP) | 0 | 0 | 0 | 0 | 0 | 0 | 0 |  |  |  |  | 0 |  |  | 0 | 0
Main Bldg. | 0 | VFD Motor Control Panel (VFD-MCP) | 0 | 0 | 0 | 0 | 0 | 0 | 0 |  |  |  |  | 0 |  |  | 0 | 0
Main Bldg. | 0 | Individual Disconnect Switch > 100A | 0 | 0 | 0 | 0 | 0 | 0 | 0 | 0 | [6 empty] | 0 | 0
Main Bldg. | 0 | Individual Molded Case Breaker > 100A | 0 | 0 | 0 | 0 | 0 | 0 | 0 | 0 | [6 empty] | 0 | 0
Main Bldg. | 0 | Individual Combination Motor Starter > 100A | 0 | 0 | 0 | 0 | 0 | 0 | 0 | 0 | [6 empty] | 0 | 0
Main Bldg. | 0 | Oil Filled Transformer - 5kV-15kV Primary - Any Size (Pad Mounted) | 0 | 0 | 0 | 0 | 0 | 0 | 0 |  |  | 0 | 0 |  | 0 |  | 0 | 0
Main Bldg. | 0 | Oil Filled Transformer - > 15kV Primary (Substation Class) | 0 | 0 | 0 | 0 | 0 | 0 | 0 |  |  | 0 | 0 |  | 0 |  | 0 | 0
Main Bldg. | 0 | Dry Type Transformer - < 480V Primary - Any Size kVA | 0 | 0 | 0 | 0 | 0 | 0 | 0 |  |  | 0 | 0 |  |  |  | 0 | 0
Main Bldg. | 0 | Power Factor Correction Capacitors | 0 | 0 | 0 | 0 | 0 | 0 | 0 | [7 empty] | 0 | 0
Main Bldg. | 0 | Lighting Contactor > 100A | 0 | 0 | 0 | 0 | 0 | 0 | 0 | [7 empty] | 0 | 0
Main Bldg. | 0 | Power Distribution Unit (PDU) | 0 | 0 | 0 | 0 | 0 | 0 | 0 | [7 empty] | 0 | 0
Main Bldg. | 0 | Wire Trough, Gutter, or Large Junction Boxes | 0 | 0 | 0 | 0 | 0 | 0 | 0 | [7 empty] | 0 | 0
Main Bldg. | 0 | Bus Duct - Vertical or Horizontal (Per 10' section) | 0 | 0 | 0 | 0 | 0 | 0 | 0 | [7 empty] | 0 | 0
Main Bldg. | 0 | Automatic Transfer Switch (ATS) > 100A | 0 | 0 | 0 | 0 | 0 | 0 | 0 | [7 empty] | 0 | 0
Main Bldg. | 0 | Manual Transfer Switch (MTS) > 100A | 0 | 0 | 0 | 0 | 0 | 0 | 0 | [7 empty] | 0 | 0
Main Bldg. | 0 | Variable Frequency Drives (VFD) < 50 HP | 0 | 0 | 0 | 0 | 0 | 0 | 0 | [7 empty] | 0 | 0
Main Bldg. | 0 | Variable Frequency Drives (VFD) 51-200 HP | 0 | 0 | 0 | 0 | 0 | 0 | 0 | [7 empty] | 0 | 0
Main Bldg. | 0 | Motors < 50 HP | 0 | 0 | 0 | 0 | 0 | 0 | 0 | [7 empty] | 0 | 0
Main Bldg. | 0 | Motors 51-200 HP | 0 | 0 | 0 | 0 | 0 | 0 | 0 | [7 empty] | 0 | 0
Main Bldg. | 0 | Motors 201-500 HP | 0 | 0 | 0 | 0 | 0 | 0 | 0 | [7 empty] | 0 | 0
Main Bldg. | 0 | Compressed Air Equipment | 0 | 0 | 0 | 0 | 0 | 0 | 0 | [7 empty] | 0 | 0
Main Bldg. | 0 | HVAC Equipment (Large) | 0 | 0 | 0 | 0 | 0 | 0 | 0 | [7 empty] | 0 | 0
Main Bldg. | 0 | HVAC Equipment (Small) | 0 | 0 | 0 | 0 | 0 | 0 | 0 | [7 empty] | 0 | 0
Main Bldg. | 0 | Uninterruptible Power Supply (UPS) < 50kVA | 0 | 0 | 0 | 0 | 0 | 0 | 0 | [7 empty] | 0 | 0
Main Bldg. | 0 | Uninterruptible Power Supply (UPS) > 50kVA | 0 | 0 | 0 | 0 | 0 | 0 | 0 | [7 empty] | 0 | 0
Main Bldg. | 0 | Switchgear - Incoming Main Service (Per Section) | 0 | 0 | 0 | 0 | 0 | 0 | 0 | 0 | 0 |  |  | 0 |  |  | 0 | 0
Main Bldg. | 0 | Switchgear Insulated Case Breakers (Bus Mounted) | 0 | 0 | 0 | 0 | 0 | 0 | 0 | 0 | [6 empty] | 0 | 0
Main Bldg. | 0 | SwitchGear Drawout Breakers | 0 | 0 | 0 | 0 | 0 | 0 | 0 |  | 0 | [5 empty] | 0 | 0
Main Bldg. | 0 | Distribution Switchboard Multi Cover (Per Section) | 0 | 0 | 0 | 0 | 0 | 0 | 0 | 0 |  |  |  | 0 |  |  | 0 | 0
Main Bldg. | 0 | Switchboard Disconnects | 0 | 0 | 0 | 0 | 0 | 0 | 0 | [7 empty] | 0 | 0
Main Bldg. | 0 | Switchboard Molded Case Breakers | 0 | 0 | 0 | 0 | 0 | 0 | 0 | 0 | [6 empty] | 0 | 0
Main Bldg. | 0 | Panelboard-Single Cover > 400A (Distribution Panel) | 0 | 0 | 0 | 0 | 0 | 0 | 0 | 0 |  |  |  | 0 |  |  | 0 | 0
Main Bldg. | 0 | Panelboard-Single Cover < 400A (Branch Ckt Panel) | 0 | 0 | 0 | 0 | 0 | 0 | 0 |  |  |  |  | 0 |  |  | 0 | 0
Main Bldg. | 0 | Motor Control Center (MCC-Per Vertical Section) | 0 | 0 | 0 | 0 | 0 | 0 | 0 |  |  |  |  | 0 |  |  | 0 | 0
Main Bldg. | 0 | MCC: Combination Motor Starters | 0 | 0 | 0 | 0 | 0 | 0 | 0 | 0 |  |  |  | 0 |  |  | 0 | 0
Main Bldg. | 0 | MCC: Molded Case Breaker | 0 | 0 | 0 | 0 | 0 | 0 | 0 | 0 | [6 empty] | 0 | 0
Main Bldg. | 0 | MCC: Individual Disconnect Switch | 0 | 0 | 0 | 0 | 0 | 0 | 0 | [7 empty] | 0 | 0
Main Bldg. | 0 | Motor Control Panel (MCP) | 0 | 0 | 0 | 0 | 0 | 0 | 0 |  |  |  |  | 0 |  |  | 0 | 0
Main Bldg. | 0 | VFD Motor Control Panel (VFD-MCP) | 0 | 0 | 0 | 0 | 0 | 0 | 0 |  |  |  |  | 0 |  |  | 0 | 0
Main Bldg. | 0 | Individual Disconnect Switch > 100A | 0 | 0 | 0 | 0 | 0 | 0 | 0 | 0 | [6 empty] | 0 | 0
Main Bldg. | 0 | Individual Molded Case Breaker > 100A | 0 | 0 | 0 | 0 | 0 | 0 | 0 | 0 | [6 empty] | 0 | 0
Main Bldg. | 0 | Individual Combination Motor Starter > 100A | 0 | 0 | 0 | 0 | 0 | 0 | 0 | 0 | [6 empty] | 0 | 0
Main Bldg. | 0 | Oil Filled Transformer - 5kV-15kV Primary - Any Size (Pad Mounted) | 0 | 0 | 0 | 0 | 0 | 0 | 0 |  |  | 0 | 0 |  | 0 |  | 0 | 0
Main Bldg. | 0 | Oil Filled Transformer - > 15kV Primary (Substation Class) | 0 | 0 | 0 | 0 | 0 | 0 | 0 |  |  | 0 | 0 |  | 0 |  | 0 | 0
Main Bldg. | 0 | Dry Type Transformer - < 480V Primary - Any Size kVA | 0 | 0 | 0 | 0 | 0 | 0 | 0 |  |  | 0 | 0 |  |  |  | 0 | 0
Main Bldg. | 0 | Power Factor Correction Capacitors | 0 | 0 | 0 | 0 | 0 | 0 | 0 | [7 empty] | 0 | 0
Main Bldg. | 0 | Lighting Contactor > 100A | 0 | 0 | 0 | 0 | 0 | 0 | 0 | [7 empty] | 0 | 0
Main Bldg. | 0 | Power Distribution Unit (PDU) | 0 | 0 | 0 | 0 | 0 | 0 | 0 | [7 empty] | 0 | 0
Main Bldg. | 0 | Wire Trough, Gutter, or Large Junction Boxes | 0 | 0 | 0 | 0 | 0 | 0 | 0 | [7 empty] | 0 | 0
Main Bldg. | 0 | Bus Duct - Vertical or Horizontal (Per 10' section) | 0 | 0 | 0 | 0 | 0 | 0 | 0 | [7 empty] | 0 | 0
Main Bldg. | 0 | Automatic Transfer Switch (ATS) > 100A | 0 | 0 | 0 | 0 | 0 | 0 | 0 | [7 empty] | 0 | 0
Main Bldg. | 0 | Manual Transfer Switch (MTS) > 100A | 0 | 0 | 0 | 0 | 0 | 0 | 0 | [7 empty] | 0 | 0
Main Bldg. | 0 | Variable Frequency Drives (VFD) < 50 HP | 0 | 0 | 0 | 0 | 0 | 0 | 0 | [7 empty] | 0 | 0
Main Bldg. | 0 | Variable Frequency Drives (VFD) 51-200 HP | 0 | 0 | 0 | 0 | 0 | 0 | 0 | [7 empty] | 0 | 0
Main Bldg. | 0 | Motors < 50 HP | 0 | 0 | 0 | 0 | 0 | 0 | 0 | [7 empty] | 0 | 0
Main Bldg. | 0 | Motors 51-200 HP | 0 | 0 | 0 | 0 | 0 | 0 | 0 | [7 empty] | 0 | 0
Main Bldg. | 0 | Motors 201-500 HP | 0 | 0 | 0 | 0 | 0 | 0 | 0 | [7 empty] | 0 | 0
Main Bldg. | 0 | Compressed Air Equipment | 0 | 0 | 0 | 0 | 0 | 0 | 0 | [7 empty] | 0 | 0
Main Bldg. | 0 | HVAC Equipment (Large) | 0 | 0 | 0 | 0 | 0 | 0 | 0 | [7 empty] | 0 | 0
Main Bldg. | 0 | HVAC Equipment (Small) | 0 | 0 | 0 | 0 | 0 | 0 | 0 | [7 empty] | 0 | 0
Main Bldg. | 0 | Uninterruptible Power Supply (UPS) < 50kVA | 0 | 0 | 0 | 0 | 0 | 0 | 0 | [7 empty] | 0 | 0
Main Bldg. | 0 | Uninterruptible Power Supply (UPS) > 50kVA | 0 | 0 | 0 | 0 | 0 | 0 | 0 | [7 empty] | 0 | 0
Main Bldg. | 0 | Switchgear - Incoming Main Service (Per Section) | 0 | 0 | 0 | 0 | 0 | 0 | 0 | 0 | 0 |  |  | 0 |  |  | 0 | 0
Main Bldg. | 0 | Switchgear Insulated Case Breakers (Bus Mounted) | 0 | 0 | 0 | 0 | 0 | 0 | 0 | 0 | [6 empty] | 0 | 0
Main Bldg. | 0 | SwitchGear Drawout Breakers | 0 | 0 | 0 | 0 | 0 | 0 | 0 |  | 0 | [5 empty] | 0 | 0
Main Bldg. | 0 | Distribution Switchboard Multi Cover (Per Section) | 0 | 0 | 0 | 0 | 0 | 0 | 0 | 0 |  |  |  | 0 |  |  | 0 | 0
Main Bldg. | 0 | Switchboard Disconnects | 0 | 0 | 0 | 0 | 0 | 0 | 0 | [7 empty] | 0 | 0
Main Bldg. | 0 | Switchboard Molded Case Breakers | 0 | 0 | 0 | 0 | 0 | 0 | 0 | 0 | [6 empty] | 0 | 0
Main Bldg. | 0 | Panelboard-Single Cover > 400A (Distribution Panel) | 0 | 0 | 0 | 0 | 0 | 0 | 0 | 0 |  |  |  | 0 |  |  | 0 | 0
Main Bldg. | 0 | Panelboard-Single Cover < 400A (Branch Ckt Panel) | 0 | 0 | 0 | 0 | 0 | 0 | 0 |  |  |  |  | 0 |  |  | 0 | 0
Main Bldg. | 0 | Motor Control Center (MCC-Per Vertical Section) | 0 | 0 | 0 | 0 | 0 | 0 | 0 |  |  |  |  | 0 |  |  | 0 | 0
Main Bldg. | 0 | MCC: Combination Motor Starters | 0 | 0 | 0 | 0 | 0 | 0 | 0 | 0 |  |  |  | 0 |  |  | 0 | 0
Main Bldg. | 0 | MCC: Molded Case Breaker | 0 | 0 | 0 | 0 | 0 | 0 | 0 | 0 | [6 empty] | 0 | 0
Main Bldg. | 0 | MCC: Individual Disconnect Switch | 0 | 0 | 0 | 0 | 0 | 0 | 0 | [7 empty] | 0 | 0
Main Bldg. | 0 | Motor Control Panel (MCP) | 0 | 0 | 0 | 0 | 0 | 0 | 0 |  |  |  |  | 0 |  |  | 0 | 0
Main Bldg. | 0 | VFD Motor Control Panel (VFD-MCP) | 0 | 0 | 0 | 0 | 0 | 0 | 0 |  |  |  |  | 0 |  |  | 0 | 0
Main Bldg. | 0 | Individual Disconnect Switch > 100A | 0 | 0 | 0 | 0 | 0 | 0 | 0 | 0 | [6 empty] | 0 | 0
Main Bldg. | 0 | Individual Molded Case Breaker > 100A | 0 | 0 | 0 | 0 | 0 | 0 | 0 | 0 | [6 empty] | 0 | 0
Main Bldg. | 0 | Individual Combination Motor Starter > 100A | 0 | 0 | 0 | 0 | 0 | 0 | 0 | 0 | [6 empty] | 0 | 0
Main Bldg. | 0 | Oil Filled Transformer - 5kV-15kV Primary - Any Size (Pad Mounted) | 0 | 0 | 0 | 0 | 0 | 0 | 0 |  |  | 0 | 0 |  | 0 |  | 0 | 0
Main Bldg. | 0 | Oil Filled Transformer - > 15kV Primary (Substation Class) | 0 | 0 | 0 | 0 | 0 | 0 | 0 |  |  | 0 | 0 |  | 0 |  | 0 | 0
Main Bldg. | 0 | Dry Type Transformer - < 480V Primary - Any Size kVA | 0 | 0 | 0 | 0 | 0 | 0 | 0 |  |  | 0 | 0 |  |  |  | 0 | 0
Main Bldg. | 0 | Power Factor Correction Capacitors | 0 | 0 | 0 | 0 | 0 | 0 | 0 | [7 empty] | 0 | 0
Main Bldg. | 0 | Lighting Contactor > 100A | 0 | 0 | 0 | 0 | 0 | 0 | 0 | [7 empty] | 0 | 0
Main Bldg. | 0 | Power Distribution Unit (PDU) | 0 | 0 | 0 | 0 | 0 | 0 | 0 | [7 empty] | 0 | 0
Main Bldg. | 0 | Wire Trough, Gutter, or Large Junction Boxes | 0 | 0 | 0 | 0 | 0 | 0 | 0 | [7 empty] | 0 | 0
Main Bldg. | 0 | Bus Duct - Vertical or Horizontal (Per 10' section) | 0 | 0 | 0 | 0 | 0 | 0 | 0 | [7 empty] | 0 | 0
Main Bldg. | 0 | Automatic Transfer Switch (ATS) > 100A | 0 | 0 | 0 | 0 | 0 | 0 | 0 | [7 empty] | 0 | 0
Main Bldg. | 0 | Manual Transfer Switch (MTS) > 100A | 0 | 0 | 0 | 0 | 0 | 0 | 0 | [7 empty] | 0 | 0
Main Bldg. | 0 | Variable Frequency Drives (VFD) < 50 HP | 0 | 0 | 0 | 0 | 0 | 0 | 0 | [7 empty] | 0 | 0
Main Bldg. | 0 | Variable Frequency Drives (VFD) 51-200 HP | 0 | 0 | 0 | 0 | 0 | 0 | 0 | [7 empty] | 0 | 0
Main Bldg. | 0 | Motors < 50 HP | 0 | 0 | 0 | 0 | 0 | 0 | 0 | [7 empty] | 0 | 0
Main Bldg. | 0 | Motors 51-200 HP | 0 | 0 | 0 | 0 | 0 | 0 | 0 | [7 empty] | 0 | 0
Main Bldg. | 0 | Motors 201-500 HP | 0 | 0 | 0 | 0 | 0 | 0 | 0 | [7 empty] | 0 | 0
Main Bldg. | 0 | Compressed Air Equipment | 0 | 0 | 0 | 0 | 0 | 0 | 0 | [7 empty] | 0 | 0
Main Bldg. | 0 | HVAC Equipment (Large) | 0 | 0 | 0 | 0 | 0 | 0 | 0 | [7 empty] | 0 | 0
Main Bldg. | 0 | HVAC Equipment (Small) | 0 | 0 | 0 | 0 | 0 | 0 | 0 | [7 empty] | 0 | 0
Main Bldg. | 0 | Uninterruptible Power Supply (UPS) < 50kVA | 0 | 0 | 0 | 0 | 0 | 0 | 0 | [7 empty] | 0 | 0
Main Bldg. | 0 | Uninterruptible Power Supply (UPS) > 50kVA | 0 | 0 | 0 | 0 | 0 | 0 | 0 | [7 empty] | 0 | 0
Main Bldg. | 0 | Switchgear - Incoming Main Service (Per Section) | 0 | 0 | 0 | 0 | 0 | 0 | 0 | 0 | 0 |  |  | 0 |  |  | 0 | 0
Main Bldg. | 0 | Switchgear Insulated Case Breakers (Bus Mounted) | 0 | 0 | 0 | 0 | 0 | 0 | 0 | 0 | [6 empty] | 0 | 0
Main Bldg. | 0 | SwitchGear Drawout Breakers | 0 | 0 | 0 | 0 | 0 | 0 | 0 |  | 0 | [5 empty] | 0 | 0
Main Bldg. | 0 | Distribution Switchboard Multi Cover (Per Section) | 0 | 0 | 0 | 0 | 0 | 0 | 0 | 0 |  |  |  | 0 |  |  | 0 | 0
Main Bldg. | 0 | Switchboard Disconnects | 0 | 0 | 0 | 0 | 0 | 0 | 0 | [7 empty] | 0 | 0
Main Bldg. | 0 | Switchboard Molded Case Breakers | 0 | 0 | 0 | 0 | 0 | 0 | 0 | 0 | [6 empty] | 0 | 0
Main Bldg. | 0 | Panelboard-Single Cover > 400A (Distribution Panel) | 0 | 0 | 0 | 0 | 0 | 0 | 0 | 0 |  |  |  | 0 |  |  | 0 | 0
Main Bldg. | 0 | Panelboard-Single Cover < 400A (Branch Ckt Panel) | 0 | 0 | 0 | 0 | 0 | 0 | 0 |  |  |  |  | 0 |  |  | 0 | 0
Main Bldg. | 0 | Motor Control Center (MCC-Per Vertical Section) | 0 | 0 | 0 | 0 | 0 | 0 | 0 |  |  |  |  | 0 |  |  | 0 | 0
Main Bldg. | 0 | MCC: Combination Motor Starters | 0 | 0 | 0 | 0 | 0 | 0 | 0 | 0 |  |  |  | 0 |  |  | 0 | 0
Main Bldg. | 0 | MCC: Molded Case Breaker | 0 | 0 | 0 | 0 | 0 | 0 | 0 | 0 | [6 empty] | 0 | 0
Main Bldg. | 0 | MCC: Individual Disconnect Switch | 0 | 0 | 0 | 0 | 0 | 0 | 0 | [7 empty] | 0 | 0
Main Bldg. | 0 | Motor Control Panel (MCP) | 0 | 0 | 0 | 0 | 0 | 0 | 0 |  |  |  |  | 0 |  |  | 0 | 0
Main Bldg. | 0 | VFD Motor Control Panel (VFD-MCP) | 0 | 0 | 0 | 0 | 0 | 0 | 0 |  |  |  |  | 0 |  |  | 0 | 0
Main Bldg. | 0 | Individual Disconnect Switch > 100A | 0 | 0 | 0 | 0 | 0 | 0 | 0 | 0 | [6 empty] | 0 | 0
Main Bldg. | 0 | Individual Molded Case Breaker > 100A | 0 | 0 | 0 | 0 | 0 | 0 | 0 | 0 | [6 empty] | 0 | 0
Main Bldg. | 0 | Individual Combination Motor Starter > 100A | 0 | 0 | 0 | 0 | 0 | 0 | 0 | 0 | [6 empty] | 0 | 0
Main Bldg. | 0 | Oil Filled Transformer - 5kV-15kV Primary - Any Size (Pad Mounted) | 0 | 0 | 0 | 0 | 0 | 0 | 0 |  |  | 0 | 0 |  | 0 |  | 0 | 0
Main Bldg. | 0 | Oil Filled Transformer - > 15kV Primary (Substation Class) | 0 | 0 | 0 | 0 | 0 | 0 | 0 |  |  | 0 | 0 |  | 0 |  | 0 | 0
Main Bldg. | 0 | Dry Type Transformer - < 480V Primary - Any Size kVA | 0 | 0 | 0 | 0 | 0 | 0 | 0 |  |  | 0 | 0 |  |  |  | 0 | 0
Main Bldg. | 0 | Power Factor Correction Capacitors | 0 | 0 | 0 | 0 | 0 | 0 | 0 | [7 empty] | 0 | 0
Main Bldg. | 0 | Lighting Contactor > 100A | 0 | 0 | 0 | 0 | 0 | 0 | 0 | [7 empty] | 0 | 0
Main Bldg. | 0 | Power Distribution Unit (PDU) | 0 | 0 | 0 | 0 | 0 | 0 | 0 | [7 empty] | 0 | 0
Main Bldg. | 0 | Wire Trough, Gutter, or Large Junction Boxes | 0 | 0 | 0 | 0 | 0 | 0 | 0 | [7 empty] | 0 | 0
Main Bldg. | 0 | Bus Duct - Vertical or Horizontal (Per 10' section) | 0 | 0 | 0 | 0 | 0 | 0 | 0 | [7 empty] | 0 | 0
Main Bldg. | 0 | Automatic Transfer Switch (ATS) > 100A | 0 | 0 | 0 | 0 | 0 | 0 | 0 | [7 empty] | 0 | 0
Main Bldg. | 0 | Manual Transfer Switch (MTS) > 100A | 0 | 0 | 0 | 0 | 0 | 0 | 0 | [7 empty] | 0 | 0
Main Bldg. | 0 | Variable Frequency Drives (VFD) < 50 HP | 0 | 0 | 0 | 0 | 0 | 0 | 0 | [7 empty] | 0 | 0
Main Bldg. | 0 | Variable Frequency Drives (VFD) 51-200 HP | 0 | 0 | 0 | 0 | 0 | 0 | 0 | [7 empty] | 0 | 0
Main Bldg. | 0 | Motors < 50 HP | 0 | 0 | 0 | 0 | 0 | 0 | 0 | [7 empty] | 0 | 0
Main Bldg. | 0 | Motors 51-200 HP | 0 | 0 | 0 | 0 | 0 | 0 | 0 | [7 empty] | 0 | 0
Main Bldg. | 0 | Motors 201-500 HP | 0 | 0 | 0 | 0 | 0 | 0 | 0 | [7 empty] | 0 | 0
Main Bldg. | 0 | Compressed Air Equipment | 0 | 0 | 0 | 0 | 0 | 0 | 0 | [7 empty] | 0 | 0
Main Bldg. | 0 | HVAC Equipment (Large) | 0 | 0 | 0 | 0 | 0 | 0 | 0 | [7 empty] | 0 | 0
Main Bldg. | 0 | HVAC Equipment (Small) | 0 | 0 | 0 | 0 | 0 | 0 | 0 | [7 empty] | 0 | 0
Main Bldg. | 0 | Uninterruptible Power Supply (UPS) < 50kVA | 0 | 0 | 0 | 0 | 0 | 0 | 0 | [7 empty] | 0 | 0
Main Bldg. | 0 | Uninterruptible Power Supply (UPS) > 50kVA | 0 | 0 | 0 | 0 | 0 | 0 | 0 | [7 empty] | 0 | 0
Main Bldg. | 0 | Switchgear - Incoming Main Service (Per Section) | 0 | 0 | 0 | 0 | 0 | 0 | 0 | 0 | 0 |  |  | 0 |  |  | 0 | 0
Main Bldg. | 0 | Switchgear Insulated Case Breakers (Bus Mounted) | 0 | 0 | 0 | 0 | 0 | 0 | 0 | 0 | [6 empty] | 0 | 0
Main Bldg. | 0 | SwitchGear Drawout Breakers | 0 | 0 | 0 | 0 | 0 | 0 | 0 |  | 0 | [5 empty] | 0 | 0
Main Bldg. | 0 | Distribution Switchboard Multi Cover (Per Section) | 0 | 0 | 0 | 0 | 0 | 0 | 0 | 0 |  |  |  | 0 |  |  | 0 | 0
Main Bldg. | 0 | Switchboard Disconnects | 0 | 0 | 0 | 0 | 0 | 0 | 0 | [7 empty] | 0 | 0
Main Bldg. | 0 | Switchboard Molded Case Breakers | 0 | 0 | 0 | 0 | 0 | 0 | 0 | 0 | [6 empty] | 0 | 0
Main Bldg. | 0 | Panelboard-Single Cover > 400A (Distribution Panel) | 0 | 0 | 0 | 0 | 0 | 0 | 0 | 0 |  |  |  | 0 |  |  | 0 | 0
Main Bldg. | 0 | Panelboard-Single Cover < 400A (Branch Ckt Panel) | 0 | 0 | 0 | 0 | 0 | 0 | 0 |  |  |  |  | 0 |  |  | 0 | 0
Main Bldg. | 0 | Motor Control Center (MCC-Per Vertical Section) | 0 | 0 | 0 | 0 | 0 | 0 | 0 |  |  |  |  | 0 |  |  | 0 | 0
Main Bldg. | 0 | MCC: Combination Motor Starters | 0 | 0 | 0 | 0 | 0 | 0 | 0 | 0 |  |  |  | 0 |  |  | 0 | 0
Main Bldg. | 0 | MCC: Molded Case Breaker | 0 | 0 | 0 | 0 | 0 | 0 | 0 | 0 | [6 empty] | 0 | 0
Main Bldg. | 0 | MCC: Individual Disconnect Switch | 0 | 0 | 0 | 0 | 0 | 0 | 0 | [7 empty] | 0 | 0
Main Bldg. | 0 | Motor Control Panel (MCP) | 0 | 0 | 0 | 0 | 0 | 0 | 0 |  |  |  |  | 0 |  |  | 0 | 0
Main Bldg. | 0 | VFD Motor Control Panel (VFD-MCP) | 0 | 0 | 0 | 0 | 0 | 0 | 0 |  |  |  |  | 0 |  |  | 0 | 0
Main Bldg. | 0 | Individual Disconnect Switch > 100A | 0 | 0 | 0 | 0 | 0 | 0 | 0 | 0 | [6 empty] | 0 | 0
Main Bldg. | 0 | Individual Molded Case Breaker > 100A | 0 | 0 | 0 | 0 | 0 | 0 | 0 | 0 | [6 empty] | 0 | 0
Main Bldg. | 0 | Individual Combination Motor Starter > 100A | 0 | 0 | 0 | 0 | 0 | 0 | 0 | 0 | [6 empty] | 0 | 0
Main Bldg. | 0 | Oil Filled Transformer - 5kV-15kV Primary - Any Size (Pad Mounted) | 0 | 0 | 0 | 0 | 0 | 0 | 0 |  |  | 0 | 0 |  | 0 |  | 0 | 0
Main Bldg. | 0 | Oil Filled Transformer - > 15kV Primary (Substation Class) | 0 | 0 | 0 | 0 | 0 | 0 | 0 |  |  | 0 | 0 |  | 0 |  | 0 | 0
Main Bldg. | 0 | Dry Type Transformer - < 480V Primary - Any Size kVA | 0 | 0 | 0 | 0 | 0 | 0 | 0 |  |  | 0 | 0 |  |  |  | 0 | 0
Main Bldg. | 0 | Power Factor Correction Capacitors | 0 | 0 | 0 | 0 | 0 | 0 | 0 | [7 empty] | 0 | 0
Main Bldg. | 0 | Lighting Contactor > 100A | 0 | 0 | 0 | 0 | 0 | 0 | 0 | [7 empty] | 0 | 0
Main Bldg. | 0 | Power Distribution Unit (PDU) | 0 | 0 | 0 | 0 | 0 | 0 | 0 | [7 empty] | 0 | 0
Main Bldg. | 0 | Wire Trough, Gutter, or Large Junction Boxes | 0 | 0 | 0 | 0 | 0 | 0 | 0 | [7 empty] | 0 | 0
Main Bldg. | 0 | Bus Duct - Vertical or Horizontal (Per 10' section) | 0 | 0 | 0 | 0 | 0 | 0 | 0 | [7 empty] | 0 | 0
Main Bldg. | 0 | Automatic Transfer Switch (ATS) > 100A | 0 | 0 | 0 | 0 | 0 | 0 | 0 | [7 empty] | 0 | 0
Main Bldg. | 0 | Manual Transfer Switch (MTS) > 100A | 0 | 0 | 0 | 0 | 0 | 0 | 0 | [7 empty] | 0 | 0
Main Bldg. | 0 | Variable Frequency Drives (VFD) < 50 HP | 0 | 0 | 0 | 0 | 0 | 0 | 0 | [7 empty] | 0 | 0
Main Bldg. | 0 | Variable Frequency Drives (VFD) 51-200 HP | 0 | 0 | 0 | 0 | 0 | 0 | 0 | [7 empty] | 0 | 0
Main Bldg. | 0 | Motors < 50 HP | 0 | 0 | 0 | 0 | 0 | 0 | 0 | [7 empty] | 0 | 0
Main Bldg. | 0 | Motors 51-200 HP | 0 | 0 | 0 | 0 | 0 | 0 | 0 | [7 empty] | 0 | 0
Main Bldg. | 0 | Motors 201-500 HP | 0 | 0 | 0 | 0 | 0 | 0 | 0 | [7 empty] | 0 | 0
Main Bldg. | 0 | Compressed Air Equipment | 0 | 0 | 0 | 0 | 0 | 0 | 0 | [7 empty] | 0 | 0
Main Bldg. | 0 | HVAC Equipment (Large) | 0 | 0 | 0 | 0 | 0 | 0 | 0 | [7 empty] | 0 | 0
Main Bldg. | 0 | HVAC Equipment (Small) | 0 | 0 | 0 | 0 | 0 | 0 | 0 | [7 empty] | 0 | 0
Main Bldg. | 0 | Uninterruptible Power Supply (UPS) < 50kVA | 0 | 0 | 0 | 0 | 0 | 0 | 0 | [7 empty] | 0 | 0
Main Bldg. | 0 | Uninterruptible Power Supply (UPS) > 50kVA | 0 | 0 | 0 | 0 | 0 | 0 | 0 | [7 empty] | 0 | 0
Main Bldg. | 0 | Switchgear - Incoming Main Service (Per Section) | 0 | 0 | 0 | 0 | 0 | 0 | 0 | 0 | 0 |  |  | 0 |  |  | 0 | 0
Main Bldg. | 0 | Switchgear Insulated Case Breakers (Bus Mounted) | 0 | 0 | 0 | 0 | 0 | 0 | 0 | 0 | [6 empty] | 0 | 0
Main Bldg. | 0 | SwitchGear Drawout Breakers | 0 | 0 | 0 | 0 | 0 | 0 | 0 |  | 0 | [5 empty] | 0 | 0
Main Bldg. | 0 | Distribution Switchboard Multi Cover (Per Section) | 0 | 0 | 0 | 0 | 0 | 0 | 0 | 0 |  |  |  | 0 |  |  | 0 | 0
Main Bldg. | 0 | Switchboard Disconnects | 0 | 0 | 0 | 0 | 0 | 0 | 0 | [7 empty] | 0 | 0
Main Bldg. | 0 | Switchboard Molded Case Breakers | 0 | 0 | 0 | 0 | 0 | 0 | 0 | 0 | [6 empty] | 0 | 0
Main Bldg. | 0 | Panelboard-Single Cover > 400A (Distribution Panel) | 0 | 0 | 0 | 0 | 0 | 0 | 0 | 0 |  |  |  | 0 |  |  | 0 | 0
Main Bldg. | 0 | Panelboard-Single Cover < 400A (Branch Ckt Panel) | 0 | 0 | 0 | 0 | 0 | 0 | 0 |  |  |  |  | 0 |  |  | 0 | 0
Main Bldg. | 0 | Motor Control Center (MCC-Per Vertical Section) | 0 | 0 | 0 | 0 | 0 | 0 | 0 |  |  |  |  | 0 |  |  | 0 | 0
Main Bldg. | 0 | MCC: Combination Motor Starters | 0 | 0 | 0 | 0 | 0 | 0 | 0 | 0 |  |  |  | 0 |  |  | 0 | 0
Main Bldg. | 0 | MCC: Molded Case Breaker | 0 | 0 | 0 | 0 | 0 | 0 | 0 | 0 | [6 empty] | 0 | 0
Main Bldg. | 0 | MCC: Individual Disconnect Switch | 0 | 0 | 0 | 0 | 0 | 0 | 0 | [7 empty] | 0 | 0
Main Bldg. | 0 | Motor Control Panel (MCP) | 0 | 0 | 0 | 0 | 0 | 0 | 0 |  |  |  |  | 0 |  |  | 0 | 0
Main Bldg. | 0 | VFD Motor Control Panel (VFD-MCP) | 0 | 0 | 0 | 0 | 0 | 0 | 0 |  |  |  |  | 0 |  |  | 0 | 0
Main Bldg. | 0 | Individual Disconnect Switch > 100A | 0 | 0 | 0 | 0 | 0 | 0 | 0 | 0 | [6 empty] | 0 | 0
Main Bldg. | 0 | Individual Molded Case Breaker > 100A | 0 | 0 | 0 | 0 | 0 | 0 | 0 | 0 | [6 empty] | 0 | 0
Main Bldg. | 0 | Individual Combination Motor Starter > 100A | 0 | 0 | 0 | 0 | 0 | 0 | 0 | 0 | [6 empty] | 0 | 0
Main Bldg. | 0 | Oil Filled Transformer - 5kV-15kV Primary - Any Size (Pad Mounted) | 0 | 0 | 0 | 0 | 0 | 0 | 0 |  |  | 0 | 0 |  | 0 |  | 0 | 0
Main Bldg. | 0 | Oil Filled Transformer - > 15kV Primary (Substation Class) | 0 | 0 | 0 | 0 | 0 | 0 | 0 |  |  | 0 | 0 |  | 0 |  | 0 | 0
Main Bldg. | 0 | Dry Type Transformer - < 480V Primary - Any Size kVA | 0 | 0 | 0 | 0 | 0 | 0 | 0 |  |  | 0 | 0 |  |  |  | 0 | 0
Main Bldg. | 0 | Power Factor Correction Capacitors | 0 | 0 | 0 | 0 | 0 | 0 | 0 | [7 empty] | 0 | 0
Main Bldg. | 0 | Lighting Contactor > 100A | 0 | 0 | 0 | 0 | 0 | 0 | 0 | [7 empty] | 0 | 0
Main Bldg. | 0 | Power Distribution Unit (PDU) | 0 | 0 | 0 | 0 | 0 | 0 | 0 | [7 empty] | 0 | 0
Main Bldg. | 0 | Wire Trough, Gutter, or Large Junction Boxes | 0 | 0 | 0 | 0 | 0 | 0 | 0 | [7 empty] | 0 | 0
Main Bldg. | 0 | Bus Duct - Vertical or Horizontal (Per 10' section) | 0 | 0 | 0 | 0 | 0 | 0 | 0 | [7 empty] | 0 | 0
Main Bldg. | 0 | Automatic Transfer Switch (ATS) > 100A | 0 | 0 | 0 | 0 | 0 | 0 | 0 | [7 empty] | 0 | 0
Main Bldg. | 0 | Manual Transfer Switch (MTS) > 100A | 0 | 0 | 0 | 0 | 0 | 0 | 0 | [7 empty] | 0 | 0
Main Bldg. | 0 | Variable Frequency Drives (VFD) < 50 HP | 0 | 0 | 0 | 0 | 0 | 0 | 0 | [7 empty] | 0 | 0
Main Bldg. | 0 | Variable Frequency Drives (VFD) 51-200 HP | 0 | 0 | 0 | 0 | 0 | 0 | 0 | [7 empty] | 0 | 0
Main Bldg. | 0 | Motors < 50 HP | 0 | 0 | 0 | 0 | 0 | 0 | 0 | [7 empty] | 0 | 0
Main Bldg. | 0 | Motors 51-200 HP | 0 | 0 | 0 | 0 | 0 | 0 | 0 | [7 empty] | 0 | 0
Main Bldg. | 0 | Motors 201-500 HP | 0 | 0 | 0 | 0 | 0 | 0 | 0 | [7 empty] | 0 | 0
Main Bldg. | 0 | Compressed Air Equipment | 0 | 0 | 0 | 0 | 0 | 0 | 0 | [7 empty] | 0 | 0
Main Bldg. | 0 | HVAC Equipment (Large) | 0 | 0 | 0 | 0 | 0 | 0 | 0 | [7 empty] | 0 | 0
Main Bldg. | 0 | HVAC Equipment (Small) | 0 | 0 | 0 | 0 | 0 | 0 | 0 | [7 empty] | 0 | 0
Main Bldg. | 0 | Uninterruptible Power Supply (UPS) < 50kVA | 0 | 0 | 0 | 0 | 0 | 0 | 0 | [7 empty] | 0 | 0
Main Bldg. | 0 | Uninterruptible Power Supply (UPS) > 50kVA | 0 | 0 | 0 | 0 | 0 | 0 | 0 | [7 empty] | 0 | 0
Main Bldg. | 0 | Switchgear - Incoming Main Service (Per Section) | 0 | 0 | 0 | 0 | 0 | 0 | 0 | 0 | 0 |  |  | 0 |  |  | 0 | 0
Main Bldg. | 0 | Switchgear Insulated Case Breakers (Bus Mounted) | 0 | 0 | 0 | 0 | 0 | 0 | 0 | 0 | [6 empty] | 0 | 0
Main Bldg. | 0 | SwitchGear Drawout Breakers | 0 | 0 | 0 | 0 | 0 | 0 | 0 |  | 0 | [5 empty] | 0 | 0
Main Bldg. | 0 | Distribution Switchboard Multi Cover (Per Section) | 0 | 0 | 0 | 0 | 0 | 0 | 0 | 0 |  |  |  | 0 |  |  | 0 | 0
Main Bldg. | 0 | Switchboard Disconnects | 0 | 0 | 0 | 0 | 0 | 0 | 0 | [7 empty] | 0 | 0
Main Bldg. | 0 | Switchboard Molded Case Breakers | 0 | 0 | 0 | 0 | 0 | 0 | 0 | 0 | [6 empty] | 0 | 0
Main Bldg. | 0 | Panelboard-Single Cover > 400A (Distribution Panel) | 0 | 0 | 0 | 0 | 0 | 0 | 0 | 0 |  |  |  | 0 |  |  | 0 | 0
Main Bldg. | 0 | Panelboard-Single Cover < 400A (Branch Ckt Panel) | 0 | 0 | 0 | 0 | 0 | 0 | 0 |  |  |  |  | 0 |  |  | 0 | 0
Main Bldg. | 0 | Motor Control Center (MCC-Per Vertical Section) | 0 | 0 | 0 | 0 | 0 | 0 | 0 |  |  |  |  | 0 |  |  | 0 | 0
Main Bldg. | 0 | MCC: Combination Motor Starters | 0 | 0 | 0 | 0 | 0 | 0 | 0 | 0 |  |  |  | 0 |  |  | 0 | 0
Main Bldg. | 0 | MCC: Molded Case Breaker | 0 | 0 | 0 | 0 | 0 | 0 | 0 | 0 | [6 empty] | 0 | 0
Main Bldg. | 0 | MCC: Individual Disconnect Switch | 0 | 0 | 0 | 0 | 0 | 0 | 0 | [7 empty] | 0 | 0
Main Bldg. | 0 | Motor Control Panel (MCP) | 0 | 0 | 0 | 0 | 0 | 0 | 0 |  |  |  |  | 0 |  |  | 0 | 0
Main Bldg. | 0 | VFD Motor Control Panel (VFD-MCP) | 0 | 0 | 0 | 0 | 0 | 0 | 0 |  |  |  |  | 0 |  |  | 0 | 0
Main Bldg. | 0 | Individual Disconnect Switch > 100A | 0 | 0 | 0 | 0 | 0 | 0 | 0 | 0 | [6 empty] | 0 | 0
Main Bldg. | 0 | Individual Molded Case Breaker > 100A | 0 | 0 | 0 | 0 | 0 | 0 | 0 | 0 | [6 empty] | 0 | 0
Main Bldg. | 0 | Individual Combination Motor Starter > 100A | 0 | 0 | 0 | 0 | 0 | 0 | 0 | 0 | [6 empty] | 0 | 0
Main Bldg. | 0 | Oil Filled Transformer - 5kV-15kV Primary - Any Size (Pad Mounted) | 0 | 0 | 0 | 0 | 0 | 0 | 0 |  |  | 0 | 0 |  | 0 |  | 0 | 0
Main Bldg. | 0 | Oil Filled Transformer - > 15kV Primary (Substation Class) | 0 | 0 | 0 | 0 | 0 | 0 | 0 |  |  | 0 | 0 |  | 0 |  | 0 | 0
Main Bldg. | 0 | Dry Type Transformer - < 480V Primary - Any Size kVA | 0 | 0 | 0 | 0 | 0 | 0 | 0 |  |  | 0 | 0 |  |  |  | 0 | 0
Main Bldg. | 0 | Power Factor Correction Capacitors | 0 | 0 | 0 | 0 | 0 | 0 | 0 | [7 empty] | 0 | 0
Main Bldg. | 0 | Lighting Contactor > 100A | 0 | 0 | 0 | 0 | 0 | 0 | 0 | [7 empty] | 0 | 0
Main Bldg. | 0 | Power Distribution Unit (PDU) | 0 | 0 | 0 | 0 | 0 | 0 | 0 | [7 empty] | 0 | 0
Main Bldg. | 0 | Wire Trough, Gutter, or Large Junction Boxes | 0 | 0 | 0 | 0 | 0 | 0 | 0 | [7 empty] | 0 | 0
Main Bldg. | 0 | Bus Duct - Vertical or Horizontal (Per 10' section) | 0 | 0 | 0 | 0 | 0 | 0 | 0 | [7 empty] | 0 | 0
Main Bldg. | 0 | Automatic Transfer Switch (ATS) > 100A | 0 | 0 | 0 | 0 | 0 | 0 | 0 | [7 empty] | 0 | 0
Main Bldg. | 0 | Manual Transfer Switch (MTS) > 100A | 0 | 0 | 0 | 0 | 0 | 0 | 0 | [7 empty] | 0 | 0
Main Bldg. | 0 | Variable Frequency Drives (VFD) < 50 HP | 0 | 0 | 0 | 0 | 0 | 0 | 0 | [7 empty] | 0 | 0
Main Bldg. | 0 | Variable Frequency Drives (VFD) 51-200 HP | 0 | 0 | 0 | 0 | 0 | 0 | 0 | [7 empty] | 0 | 0
Main Bldg. | 0 | Motors < 50 HP | 0 | 0 | 0 | 0 | 0 | 0 | 0 | [7 empty] | 0 | 0
Main Bldg. | 0 | Motors 51-200 HP | 0 | 0 | 0 | 0 | 0 | 0 | 0 | [7 empty] | 0 | 0
Main Bldg. | 0 | Motors 201-500 HP | 0 | 0 | 0 | 0 | 0 | 0 | 0 | [7 empty] | 0 | 0
Main Bldg. | 0 | Compressed Air Equipment | 0 | 0 | 0 | 0 | 0 | 0 | 0 | [7 empty] | 0 | 0
Main Bldg. | 0 | HVAC Equipment (Large) | 0 | 0 | 0 | 0 | 0 | 0 | 0 | [7 empty] | 0 | 0
Main Bldg. | 0 | HVAC Equipment (Small) | 0 | 0 | 0 | 0 | 0 | 0 | 0 | [7 empty] | 0 | 0
Main Bldg. | 0 | Uninterruptible Power Supply (UPS) < 50kVA | 0 | 0 | 0 | 0 | 0 | 0 | 0 | [7 empty] | 0 | 0
Main Bldg. | 0 | Uninterruptible Power Supply (UPS) > 50kVA | 0 | 0 | 0 | 0 | 0 | 0 | 0 | [7 empty] | 0 | 0
Main Bldg. | 0 | Switchgear - Incoming Main Service (Per Section) | 0 | 0 | 0 | 0 | 0 | 0 | 0 | 0 | 0 |  |  | 0 |  |  | 0 | 0
Main Bldg. | 0 | Switchgear Insulated Case Breakers (Bus Mounted) | 0 | 0 | 0 | 0 | 0 | 0 | 0 | 0 | [6 empty] | 0 | 0
Main Bldg. | 0 | SwitchGear Drawout Breakers | 0 | 0 | 0 | 0 | 0 | 0 | 0 |  | 0 | [5 empty] | 0 | 0
Main Bldg. | 0 | Distribution Switchboard Multi Cover (Per Section) | 0 | 0 | 0 | 0 | 0 | 0 | 0 | 0 |  |  |  | 0 |  |  | 0 | 0
Main Bldg. | 0 | Switchboard Disconnects | 0 | 0 | 0 | 0 | 0 | 0 | 0 | [7 empty] | 0 | 0
Main Bldg. | 0 | Switchboard Molded Case Breakers | 0 | 0 | 0 | 0 | 0 | 0 | 0 | 0 | [6 empty] | 0 | 0
Main Bldg. | 0 | Panelboard-Single Cover > 400A (Distribution Panel) | 0 | 0 | 0 | 0 | 0 | 0 | 0 | 0 |  |  |  | 0 |  |  | 0 | 0
Main Bldg. | 0 | Panelboard-Single Cover < 400A (Branch Ckt Panel) | 0 | 0 | 0 | 0 | 0 | 0 | 0 |  |  |  |  | 0 |  |  | 0 | 0
Main Bldg. | 0 | Motor Control Center (MCC-Per Vertical Section) | 0 | 0 | 0 | 0 | 0 | 0 | 0 |  |  |  |  | 0 |  |  | 0 | 0
Main Bldg. | 0 | MCC: Combination Motor Starters | 0 | 0 | 0 | 0 | 0 | 0 | 0 | 0 |  |  |  | 0 |  |  | 0 | 0
Main Bldg. | 0 | MCC: Molded Case Breaker | 0 | 0 | 0 | 0 | 0 | 0 | 0 | 0 | [6 empty] | 0 | 0
Main Bldg. | 0 | MCC: Individual Disconnect Switch | 0 | 0 | 0 | 0 | 0 | 0 | 0 | [7 empty] | 0 | 0
Main Bldg. | 0 | Motor Control Panel (MCP) | 0 | 0 | 0 | 0 | 0 | 0 | 0 |  |  |  |  | 0 |  |  | 0 | 0
Main Bldg. | 0 | VFD Motor Control Panel (VFD-MCP) | 0 | 0 | 0 | 0 | 0 | 0 | 0 |  |  |  |  | 0 |  |  | 0 | 0
Main Bldg. | 0 | Individual Disconnect Switch > 100A | 0 | 0 | 0 | 0 | 0 | 0 | 0 | 0 | [6 empty] | 0 | 0
Main Bldg. | 0 | Individual Molded Case Breaker > 100A | 0 | 0 | 0 | 0 | 0 | 0 | 0 | 0 | [6 empty] | 0 | 0
Main Bldg. | 0 | Individual Combination Motor Starter > 100A | 0 | 0 | 0 | 0 | 0 | 0 | 0 | 0 | [6 empty] | 0 | 0
Main Bldg. | 0 | Oil Filled Transformer - 5kV-15kV Primary - Any Size (Pad Mounted) | 0 | 0 | 0 | 0 | 0 | 0 | 0 |  |  | 0 | 0 |  | 0 |  | 0 | 0
Main Bldg. | 0 | Oil Filled Transformer - > 15kV Primary (Substation Class) | 0 | 0 | 0 | 0 | 0 | 0 | 0 |  |  | 0 | 0 |  | 0 |  | 0 | 0
Main Bldg. | 0 | Dry Type Transformer - < 480V Primary - Any Size kVA | 0 | 0 | 0 | 0 | 0 | 0 | 0 |  |  | 0 | 0 |  |  |  | 0 | 0
Main Bldg. | 0 | Power Factor Correction Capacitors | 0 | 0 | 0 | 0 | 0 | 0 | 0 | [7 empty] | 0 | 0
Main Bldg. | 0 | Lighting Contactor > 100A | 0 | 0 | 0 | 0 | 0 | 0 | 0 | [7 empty] | 0 | 0
Main Bldg. | 0 | Power Distribution Unit (PDU) | 0 | 0 | 0 | 0 | 0 | 0 | 0 | [7 empty] | 0 | 0
Main Bldg. | 0 | Wire Trough, Gutter, or Large Junction Boxes | 0 | 0 | 0 | 0 | 0 | 0 | 0 | [7 empty] | 0 | 0
Main Bldg. | 0 | Bus Duct - Vertical or Horizontal (Per 10' section) | 0 | 0 | 0 | 0 | 0 | 0 | 0 | [7 empty] | 0 | 0
Main Bldg. | 0 | Automatic Transfer Switch (ATS) > 100A | 0 | 0 | 0 | 0 | 0 | 0 | 0 | [7 empty] | 0 | 0
Main Bldg. | 0 | Manual Transfer Switch (MTS) > 100A | 0 | 0 | 0 | 0 | 0 | 0 | 0 | [7 empty] | 0 | 0
Main Bldg. | 0 | Variable Frequency Drives (VFD) < 50 HP | 0 | 0 | 0 | 0 | 0 | 0 | 0 | [7 empty] | 0 | 0
Main Bldg. | 0 | Variable Frequency Drives (VFD) 51-200 HP | 0 | 0 | 0 | 0 | 0 | 0 | 0 | [7 empty] | 0 | 0
Main Bldg. | 0 | Motors < 50 HP | 0 | 0 | 0 | 0 | 0 | 0 | 0 | [7 empty] | 0 | 0
Main Bldg. | 0 | Motors 51-200 HP | 0 | 0 | 0 | 0 | 0 | 0 | 0 | [7 empty] | 0 | 0
Main Bldg. | 0 | Motors 201-500 HP | 0 | 0 | 0 | 0 | 0 | 0 | 0 | [7 empty] | 0 | 0
Main Bldg. | 0 | Compressed Air Equipment | 0 | 0 | 0 | 0 | 0 | 0 | 0 | [7 empty] | 0 | 0
Main Bldg. | 0 | HVAC Equipment (Large) | 0 | 0 | 0 | 0 | 0 | 0 | 0 | [7 empty] | 0 | 0
Main Bldg. | 0 | HVAC Equipment (Small) | 0 | 0 | 0 | 0 | 0 | 0 | 0 | [7 empty] | 0 | 0
Main Bldg. | 0 | Uninterruptible Power Supply (UPS) < 50kVA | 0 | 0 | 0 | 0 | 0 | 0 | 0 | [7 empty] | 0 | 0
Main Bldg. | 0 | Uninterruptible Power Supply (UPS) > 50kVA | 0 | 0 | 0 | 0 | 0 | 0 | 0 | [7 empty] | 0 | 0
Main Bldg. | 0 | Switchgear - Incoming Main Service (Per Section) | 0 | 0 | 0 | 0 | 0 | 0 | 0 | 0 | 0 |  |  | 0 |  |  | 0 | 0
Main Bldg. | 0 | Switchgear Insulated Case Breakers (Bus Mounted) | 0 | 0 | 0 | 0 | 0 | 0 | 0 | 0 | [6 empty] | 0 | 0
Main Bldg. | 0 | SwitchGear Drawout Breakers | 0 | 0 | 0 | 0 | 0 | 0 | 0 |  | 0 | [5 empty] | 0 | 0
Main Bldg. | 0 | Distribution Switchboard Multi Cover (Per Section) | 0 | 0 | 0 | 0 | 0 | 0 | 0 | 0 |  |  |  | 0 |  |  | 0 | 0
Main Bldg. | 0 | Switchboard Disconnects | 0 | 0 | 0 | 0 | 0 | 0 | 0 | [7 empty] | 0 | 0
Main Bldg. | 0 | Switchboard Molded Case Breakers | 0 | 0 | 0 | 0 | 0 | 0 | 0 | 0 | [6 empty] | 0 | 0
Main Bldg. | 0 | Panelboard-Single Cover > 400A (Distribution Panel) | 0 | 0 | 0 | 0 | 0 | 0 | 0 | 0 |  |  |  | 0 |  |  | 0 | 0
Main Bldg. | 0 | Panelboard-Single Cover < 400A (Branch Ckt Panel) | 0 | 0 | 0 | 0 | 0 | 0 | 0 |  |  |  |  | 0 |  |  | 0 | 0
Main Bldg. | 0 | Motor Control Center (MCC-Per Vertical Section) | 0 | 0 | 0 | 0 | 0 | 0 | 0 |  |  |  |  | 0 |  |  | 0 | 0
Main Bldg. | 0 | MCC: Combination Motor Starters | 0 | 0 | 0 | 0 | 0 | 0 | 0 | 0 |  |  |  | 0 |  |  | 0 | 0
Main Bldg. | 0 | MCC: Molded Case Breaker | 0 | 0 | 0 | 0 | 0 | 0 | 0 | 0 | [6 empty] | 0 | 0
Main Bldg. | 0 | MCC: Individual Disconnect Switch | 0 | 0 | 0 | 0 | 0 | 0 | 0 | [7 empty] | 0 | 0
Main Bldg. | 0 | Motor Control Panel (MCP) | 0 | 0 | 0 | 0 | 0 | 0 | 0 |  |  |  |  | 0 |  |  | 0 | 0
Main Bldg. | 0 | VFD Motor Control Panel (VFD-MCP) | 0 | 0 | 0 | 0 | 0 | 0 | 0 |  |  |  |  | 0 |  |  | 0 | 0
Main Bldg. | 0 | Individual Disconnect Switch > 100A | 0 | 0 | 0 | 0 | 0 | 0 | 0 | 0 | [6 empty] | 0 | 0
Main Bldg. | 0 | Individual Molded Case Breaker > 100A | 0 | 0 | 0 | 0 | 0 | 0 | 0 | 0 | [6 empty] | 0 | 0
Main Bldg. | 0 | Individual Combination Motor Starter > 100A | 0 | 0 | 0 | 0 | 0 | 0 | 0 | 0 | [6 empty] | 0 | 0
Main Bldg. | 0 | Oil Filled Transformer - 5kV-15kV Primary - Any Size (Pad Mounted) | 0 | 0 | 0 | 0 | 0 | 0 | 0 |  |  | 0 | 0 |  | 0 |  | 0 | 0
Main Bldg. | 0 | Oil Filled Transformer - > 15kV Primary (Substation Class) | 0 | 0 | 0 | 0 | 0 | 0 | 0 |  |  | 0 | 0 |  | 0 |  | 0 | 0
Main Bldg. | 0 | Dry Type Transformer - < 480V Primary - Any Size kVA | 0 | 0 | 0 | 0 | 0 | 0 | 0 |  |  | 0 | 0 |  |  |  | 0 | 0
Main Bldg. | 0 | Power Factor Correction Capacitors | 0 | 0 | 0 | 0 | 0 | 0 | 0 | [7 empty] | 0 | 0
Main Bldg. | 0 | Lighting Contactor > 100A | 0 | 0 | 0 | 0 | 0 | 0 | 0 | [7 empty] | 0 | 0
Main Bldg. | 0 | Power Distribution Unit (PDU) | 0 | 0 | 0 | 0 | 0 | 0 | 0 | [7 empty] | 0 | 0
Main Bldg. | 0 | Wire Trough, Gutter, or Large Junction Boxes | 0 | 0 | 0 | 0 | 0 | 0 | 0 | [7 empty] | 0 | 0
Main Bldg. | 0 | Bus Duct - Vertical or Horizontal (Per 10' section) | 0 | 0 | 0 | 0 | 0 | 0 | 0 | [7 empty] | 0 | 0
Main Bldg. | 0 | Automatic Transfer Switch (ATS) > 100A | 0 | 0 | 0 | 0 | 0 | 0 | 0 | [7 empty] | 0 | 0
Main Bldg. | 0 | Manual Transfer Switch (MTS) > 100A | 0 | 0 | 0 | 0 | 0 | 0 | 0 | [7 empty] | 0 | 0
Main Bldg. | 0 | Variable Frequency Drives (VFD) < 50 HP | 0 | 0 | 0 | 0 | 0 | 0 | 0 | [7 empty] | 0 | 0
Main Bldg. | 0 | Variable Frequency Drives (VFD) 51-200 HP | 0 | 0 | 0 | 0 | 0 | 0 | 0 | [7 empty] | 0 | 0
Main Bldg. | 0 | Motors < 50 HP | 0 | 0 | 0 | 0 | 0 | 0 | 0 | [7 empty] | 0 | 0
Main Bldg. | 0 | Motors 51-200 HP | 0 | 0 | 0 | 0 | 0 | 0 | 0 | [7 empty] | 0 | 0
Main Bldg. | 0 | Motors 201-500 HP | 0 | 0 | 0 | 0 | 0 | 0 | 0 | [7 empty] | 0 | 0
Main Bldg. | 0 | Compressed Air Equipment | 0 | 0 | 0 | 0 | 0 | 0 | 0 | [7 empty] | 0 | 0
Main Bldg. | 0 | HVAC Equipment (Large) | 0 | 0 | 0 | 0 | 0 | 0 | 0 | [7 empty] | 0 | 0
Main Bldg. | 0 | HVAC Equipment (Small) | 0 | 0 | 0 | 0 | 0 | 0 | 0 | [7 empty] | 0 | 0
Main Bldg. | 0 | Uninterruptible Power Supply (UPS) < 50kVA | 0 | 0 | 0 | 0 | 0 | 0 | 0 | [7 empty] | 0 | 0
Main Bldg. | 0 | Uninterruptible Power Supply (UPS) > 50kVA | 0 | 0 | 0 | 0 | 0 | 0 | 0 | [7 empty] | 0 | 0
Main Bldg. | 0 | Switchgear - Incoming Main Service (Per Section) | 0 | 0 | 0 | 0 | 0 | 0 | 0 | 0 | 0 |  |  | 0 |  |  | 0 | 0
Main Bldg. | 0 | Switchgear Insulated Case Breakers (Bus Mounted) | 0 | 0 | 0 | 0 | 0 | 0 | 0 | 0 | [6 empty] | 0 | 0
Main Bldg. | 0 | SwitchGear Drawout Breakers | 0 | 0 | 0 | 0 | 0 | 0 | 0 |  | 0 | [5 empty] | 0 | 0
Main Bldg. | 0 | Distribution Switchboard Multi Cover (Per Section) | 0 | 0 | 0 | 0 | 0 | 0 | 0 | 0 |  |  |  | 0 |  |  | 0 | 0
Main Bldg. | 0 | Switchboard Disconnects | 0 | 0 | 0 | 0 | 0 | 0 | 0 | [7 empty] | 0 | 0
Main Bldg. | 0 | Switchboard Molded Case Breakers | 0 | 0 | 0 | 0 | 0 | 0 | 0 | 0 | [6 empty] | 0 | 0
Main Bldg. | 0 | Panelboard-Single Cover > 400A (Distribution Panel) | 0 | 0 | 0 | 0 | 0 | 0 | 0 | 0 |  |  |  | 0 |  |  | 0 | 0
Main Bldg. | 0 | Panelboard-Single Cover < 400A (Branch Ckt Panel) | 0 | 0 | 0 | 0 | 0 | 0 | 0 |  |  |  |  | 0 |  |  | 0 | 0
Main Bldg. | 0 | Motor Control Center (MCC-Per Vertical Section) | 0 | 0 | 0 | 0 | 0 | 0 | 0 |  |  |  |  | 0 |  |  | 0 | 0
Main Bldg. | 0 | MCC: Combination Motor Starters | 0 | 0 | 0 | 0 | 0 | 0 | 0 | 0 |  |  |  | 0 |  |  | 0 | 0
Main Bldg. | 0 | MCC: Molded Case Breaker | 0 | 0 | 0 | 0 | 0 | 0 | 0 | 0 | [6 empty] | 0 | 0
Main Bldg. | 0 | MCC: Individual Disconnect Switch | 0 | 0 | 0 | 0 | 0 | 0 | 0 | [7 empty] | 0 | 0
Main Bldg. | 0 | Motor Control Panel (MCP) | 0 | 0 | 0 | 0 | 0 | 0 | 0 |  |  |  |  | 0 |  |  | 0 | 0
Main Bldg. | 0 | VFD Motor Control Panel (VFD-MCP) | 0 | 0 | 0 | 0 | 0 | 0 | 0 |  |  |  |  | 0 |  |  | 0 | 0
Main Bldg. | 0 | Individual Disconnect Switch > 100A | 0 | 0 | 0 | 0 | 0 | 0 | 0 | 0 | [6 empty] | 0 | 0
Main Bldg. | 0 | Individual Molded Case Breaker > 100A | 0 | 0 | 0 | 0 | 0 | 0 | 0 | 0 | [6 empty] | 0 | 0
Main Bldg. | 0 | Individual Combination Motor Starter > 100A | 0 | 0 | 0 | 0 | 0 | 0 | 0 | 0 | [6 empty] | 0 | 0
Main Bldg. | 0 | Oil Filled Transformer - 5kV-15kV Primary - Any Size (Pad Mounted) | 0 | 0 | 0 | 0 | 0 | 0 | 0 |  |  | 0 | 0 |  | 0 |  | 0 | 0
Main Bldg. | 0 | Oil Filled Transformer - > 15kV Primary (Substation Class) | 0 | 0 | 0 | 0 | 0 | 0 | 0 |  |  | 0 | 0 |  | 0 |  | 0 | 0
Main Bldg. | 0 | Dry Type Transformer - < 480V Primary - Any Size kVA | 0 | 0 | 0 | 0 | 0 | 0 | 0 |  |  | 0 | 0 |  |  |  | 0 | 0
Main Bldg. | 0 | Power Factor Correction Capacitors | 0 | 0 | 0 | 0 | 0 | 0 | 0 | [7 empty] | 0 | 0
Main Bldg. | 0 | Lighting Contactor > 100A | 0 | 0 | 0 | 0 | 0 | 0 | 0 | [7 empty] | 0 | 0
Main Bldg. | 0 | Power Distribution Unit (PDU) | 0 | 0 | 0 | 0 | 0 | 0 | 0 | [7 empty] | 0 | 0
Main Bldg. | 0 | Wire Trough, Gutter, or Large Junction Boxes | 0 | 0 | 0 | 0 | 0 | 0 | 0 | [7 empty] | 0 | 0
Main Bldg. | 0 | Bus Duct - Vertical or Horizontal (Per 10' section) | 0 | 0 | 0 | 0 | 0 | 0 | 0 | [7 empty] | 0 | 0
Main Bldg. | 0 | Automatic Transfer Switch (ATS) > 100A | 0 | 0 | 0 | 0 | 0 | 0 | 0 | [7 empty] | 0 | 0
Main Bldg. | 0 | Manual Transfer Switch (MTS) > 100A | 0 | 0 | 0 | 0 | 0 | 0 | 0 | [7 empty] | 0 | 0
Main Bldg. | 0 | Variable Frequency Drives (VFD) < 50 HP | 0 | 0 | 0 | 0 | 0 | 0 | 0 | [7 empty] | 0 | 0
Main Bldg. | 0 | Variable Frequency Drives (VFD) 51-200 HP | 0 | 0 | 0 | 0 | 0 | 0 | 0 | [7 empty] | 0 | 0
Main Bldg. | 0 | Motors < 50 HP | 0 | 0 | 0 | 0 | 0 | 0 | 0 | [7 empty] | 0 | 0
Main Bldg. | 0 | Motors 51-200 HP | 0 | 0 | 0 | 0 | 0 | 0 | 0 | [7 empty] | 0 | 0
Main Bldg. | 0 | Motors 201-500 HP | 0 | 0 | 0 | 0 | 0 | 0 | 0 | [7 empty] | 0 | 0
Main Bldg. | 0 | Compressed Air Equipment | 0 | 0 | 0 | 0 | 0 | 0 | 0 | [7 empty] | 0 | 0
Main Bldg. | 0 | HVAC Equipment (Large) | 0 | 0 | 0 | 0 | 0 | 0 | 0 | [7 empty] | 0 | 0
Main Bldg. | 0 | HVAC Equipment (Small) | 0 | 0 | 0 | 0 | 0 | 0 | 0 | [7 empty] | 0 | 0
Main Bldg. | 0 | Uninterruptible Power Supply (UPS) < 50kVA | 0 | 0 | 0 | 0 | 0 | 0 | 0 | [7 empty] | 0 | 0
Main Bldg. | 0 | Uninterruptible Power Supply (UPS) > 50kVA | 0 | 0 | 0 | 0 | 0 | 0 | 0 | [7 empty] | 0 | 0
Main Bldg. | 0 | Switchgear - Incoming Main Service (Per Section) | 0 | 0 | 0 | 0 | 0 | 0 | 0 | 0 | 0 |  |  | 0 |  |  | 0 | 0
Main Bldg. | 0 | Switchgear Insulated Case Breakers (Bus Mounted) | 0 | 0 | 0 | 0 | 0 | 0 | 0 | 0 | [6 empty] | 0 | 0
Main Bldg. | 0 | SwitchGear Drawout Breakers | 0 | 0 | 0 | 0 | 0 | 0 | 0 |  | 0 | [5 empty] | 0 | 0
Main Bldg. | 0 | Distribution Switchboard Multi Cover (Per Section) | 0 | 0 | 0 | 0 | 0 | 0 | 0 | 0 |  |  |  | 0 |  |  | 0 | 0
Main Bldg. | 0 | Switchboard Disconnects | 0 | 0 | 0 | 0 | 0 | 0 | 0 | [7 empty] | 0 | 0
Main Bldg. | 0 | Switchboard Molded Case Breakers | 0 | 0 | 0 | 0 | 0 | 0 | 0 | 0 | [6 empty] | 0 | 0
Main Bldg. | 0 | Panelboard-Single Cover > 400A (Distribution Panel) | 0 | 0 | 0 | 0 | 0 | 0 | 0 | 0 |  |  |  | 0 |  |  | 0 | 0
Main Bldg. | 0 | Panelboard-Single Cover < 400A (Branch Ckt Panel) | 0 | 0 | 0 | 0 | 0 | 0 | 0 |  |  |  |  | 0 |  |  | 0 | 0
Main Bldg. | 0 | Motor Control Center (MCC-Per Vertical Section) | 0 | 0 | 0 | 0 | 0 | 0 | 0 |  |  |  |  | 0 |  |  | 0 | 0
Main Bldg. | 0 | MCC: Combination Motor Starters | 0 | 0 | 0 | 0 | 0 | 0 | 0 | 0 |  |  |  | 0 |  |  | 0 | 0
Main Bldg. | 0 | MCC: Molded Case Breaker | 0 | 0 | 0 | 0 | 0 | 0 | 0 | 0 | [6 empty] | 0 | 0
Main Bldg. | 0 | MCC: Individual Disconnect Switch | 0 | 0 | 0 | 0 | 0 | 0 | 0 | [7 empty] | 0 | 0
Main Bldg. | 0 | Motor Control Panel (MCP) | 0 | 0 | 0 | 0 | 0 | 0 | 0 |  |  |  |  | 0 |  |  | 0 | 0
Main Bldg. | 0 | VFD Motor Control Panel (VFD-MCP) | 0 | 0 | 0 | 0 | 0 | 0 | 0 |  |  |  |  | 0 |  |  | 0 | 0
Main Bldg. | 0 | Individual Disconnect Switch > 100A | 0 | 0 | 0 | 0 | 0 | 0 | 0 | 0 | [6 empty] | 0 | 0
Main Bldg. | 0 | Individual Molded Case Breaker > 100A | 0 | 0 | 0 | 0 | 0 | 0 | 0 | 0 | [6 empty] | 0 | 0
Main Bldg. | 0 | Individual Combination Motor Starter > 100A | 0 | 0 | 0 | 0 | 0 | 0 | 0 | 0 | [6 empty] | 0 | 0
Main Bldg. | 0 | Oil Filled Transformer - 5kV-15kV Primary - Any Size (Pad Mounted) | 0 | 0 | 0 | 0 | 0 | 0 | 0 |  |  | 0 | 0 |  | 0 |  | 0 | 0
Main Bldg. | 0 | Oil Filled Transformer - > 15kV Primary (Substation Class) | 0 | 0 | 0 | 0 | 0 | 0 | 0 |  |  | 0 | 0 |  | 0 |  | 0 | 0
Main Bldg. | 0 | Dry Type Transformer - < 480V Primary - Any Size kVA | 0 | 0 | 0 | 0 | 0 | 0 | 0 |  |  | 0 | 0 |  |  |  | 0 | 0
Main Bldg. | 0 | Power Factor Correction Capacitors | 0 | 0 | 0 | 0 | 0 | 0 | 0 | [7 empty] | 0 | 0
Main Bldg. | 0 | Lighting Contactor > 100A | 0 | 0 | 0 | 0 | 0 | 0 | 0 | [7 empty] | 0 | 0
Main Bldg. | 0 | Power Distribution Unit (PDU) | 0 | 0 | 0 | 0 | 0 | 0 | 0 | [7 empty] | 0 | 0
Main Bldg. | 0 | Wire Trough, Gutter, or Large Junction Boxes | 0 | 0 | 0 | 0 | 0 | 0 | 0 | [7 empty] | 0 | 0
Main Bldg. | 0 | Bus Duct - Vertical or Horizontal (Per 10' section) | 0 | 0 | 0 | 0 | 0 | 0 | 0 | [7 empty] | 0 | 0
Main Bldg. | 0 | Automatic Transfer Switch (ATS) > 100A | 0 | 0 | 0 | 0 | 0 | 0 | 0 | [7 empty] | 0 | 0
Main Bldg. | 0 | Manual Transfer Switch (MTS) > 100A | 0 | 0 | 0 | 0 | 0 | 0 | 0 | [7 empty] | 0 | 0
Main Bldg. | 0 | Variable Frequency Drives (VFD) < 50 HP | 0 | 0 | 0 | 0 | 0 | 0 | 0 | [7 empty] | 0 | 0
Main Bldg. | 0 | Variable Frequency Drives (VFD) 51-200 HP | 0 | 0 | 0 | 0 | 0 | 0 | 0 | [7 empty] | 0 | 0
Main Bldg. | 0 | Motors < 50 HP | 0 | 0 | 0 | 0 | 0 | 0 | 0 | [7 empty] | 0 | 0
Main Bldg. | 0 | Motors 51-200 HP | 0 | 0 | 0 | 0 | 0 | 0 | 0 | [7 empty] | 0 | 0
Main Bldg. | 0 | Motors 201-500 HP | 0 | 0 | 0 | 0 | 0 | 0 | 0 | [7 empty] | 0 | 0
Main Bldg. | 0 | Compressed Air Equipment | 0 | 0 | 0 | 0 | 0 | 0 | 0 | [7 empty] | 0 | 0
Main Bldg. | 0 | HVAC Equipment (Large) | 0 | 0 | 0 | 0 | 0 | 0 | 0 | [7 empty] | 0 | 0
Main Bldg. | 0 | HVAC Equipment (Small) | 0 | 0 | 0 | 0 | 0 | 0 | 0 | [7 empty] | 0 | 0
Main Bldg. | 0 | Uninterruptible Power Supply (UPS) < 50kVA | 0 | 0 | 0 | 0 | 0 | 0 | 0 | [7 empty] | 0 | 0
Main Bldg. | 0 | Uninterruptible Power Supply (UPS) > 50kVA | 0 | 0 | 0 | 0 | 0 | 0 | 0 | [7 empty] | 0 | 0

## Calc (hidden)
RALCO Report Hours — Hidden Calculation Tab
|  |  | Equipment | Photo Min | Find Rate
Year 1 — Report Hours Breakdown |  |  | Switchgear - Incoming Main Service (Per Section) | 2.5 | 4
Component | Value | Formula Logic | Switchgear Insulated Case Breakers (Bus Mounted) | 2 | 8
Rooms with data | 0 | Count of rooms with any non-zero hours | SwitchGear Drawout Breakers | 2 | 8
Total pieces | 0 | Sum of Total Counted col D where > 0 | Distribution Switchboard Multi Cover (Per Section) | 2.5 | 4
De-Energized pieces | 0 | Sum of De-Energized input col G | Switchboard Disconnects | 1.5 | 20
Arc Flash pieces | 0 | Sum of A-F Collection input col J | Switchboard Molded Case Breakers | 1.5 | 20
Script overhead (fixed) | 0.5 | Fixed 0.5 hrs every job | Panelboard-Single Cover > 400A (Distribution Panel) | 2 | 8
Room page setup hrs | 0 | Rooms × 5 min | Panelboard-Single Cover < 400A (Branch Ckt Panel) | 2 | 8
| 0 |  | Motor Control Center (MCC-Per Vertical Section) | 2 | 8
| 0 |  | MCC: Combination Motor Starters | 1.5 | 20
Photo sort & compress hrs | 0 | Tiered photo time by equipment type | MCC: Molded Case Breaker | 1.5 | 20
| 0 |  | MCC: Individual Disconnect Switch | 1.5 | 20
| 0 |  | Motor Control Panel (MCP) | 2 | 8
| 0 |  | VFD Motor Control Panel (VFD-MCP) | 2 | 8
| 0 |  | Individual Disconnect Switch > 100A | 1.5 | 20
Finding pages hrs | 0 | Tiered finding rate by equipment type × 15 min | Individual Molded Case Breaker > 100A | 1.5 | 20
De-En finding pages hrs | 0 | De-En pieces × 20 min per page | Individual Combination Motor Starter > 100A | 1.5 | 20
IR finding allowance hrs | 0 | ROUNDUP(total pieces/50,0) × 20 min | Oil Filled Transformer - 5kV-15kV Primary - Any Size (Pad Mounted) | 2.5 | 4
Arc flash processing hrs | 0 | Arc flash pieces × 2 min | Oil Filled Transformer - > 15kV Primary (Substation Class) | 2.5 | 4
Raw total hours | 0.5 | Sum of all components before rounding | Dry Type Transformer - < 480V Primary - Any Size kVA | 2.5 | 8
Year 1 Report Hours (FINAL) | 4 | CEILING(raw,4) — rounds to nearest 4hr block | Power Factor Correction Capacitors | 2 | 8
|  |  | Lighting Contactor > 100A | 1.5 | 50
Year 2 — Report Hours Breakdown |  |  | Power Distribution Unit (PDU) | 2.5 | 4
Component | Value | Formula Logic | Wire Trough, Gutter, or Large Junction Boxes | 1.5 | 50
Rooms with data | 0 | Count of rooms with any non-zero hours | Bus Duct - Vertical or Horizontal (Per 10' section) | 1.5 | 50
Total pieces | 0 | Sum of Total Counted col D where > 0 | Automatic Transfer Switch (ATS) > 100A | 2.5 | 4
De-Energized pieces | 0 | Sum of De-Energized input col G | Manual Transfer Switch (MTS) > 100A | 2.5 | 4
Arc Flash pieces | 0 | Sum of A-F Collection input col J | Variable Frequency Drives (VFD) < 50 HP | 2 | 8
Script overhead (fixed) | 0.5 | Fixed 0.5 hrs every job | Variable Frequency Drives (VFD) 51-200 HP | 2 | 8
Room page setup hrs | 0 | Rooms × 5 min | Motors < 50 HP | 1.5 | 20
| 0 |  | Motors 51-200 HP | 2 | 20
| 0 |  | Motors 201-500 HP | 2 | 8
Photo sort & compress hrs | 0 | Tiered photo time by equipment type | Compressed Air Equipment | 1.5 | 20
| 0 |  | HVAC Equipment (Large) | 2 | 20
| 0 |  | HVAC Equipment (Small) | 1.5 | 20
| 0 |  | Uninterruptible Power Supply (UPS) < 50kVA | 2.5 | 4
| 0 |  | Uninterruptible Power Supply (UPS) > 50kVA | 2.5 | 4
Finding pages hrs | 0 | Tiered finding rate by equipment type × 15 min
De-En finding pages hrs | 0 | De-En pieces × 20 min per page
IR finding allowance hrs | 0 | ROUNDUP(total pieces/50,0) × 20 min
Arc flash processing hrs | 0 | Arc flash pieces × 2 min
Raw total hours | 0.5 | Sum of all components before rounding
Year 2 Report Hours (FINAL) | 4 | CEILING(raw,4) — rounds to nearest 4hr block
Year 3 — Report Hours Breakdown
Component | Value | Formula Logic
Rooms with data | 0 | Count of rooms with any non-zero hours
Total pieces | 0 | Sum of Total Counted col D where > 0
De-Energized pieces | 0 | Sum of De-Energized input col G
Arc Flash pieces | 0 | Sum of A-F Collection input col J
Script overhead (fixed) | 0.5 | Fixed 0.5 hrs every job
Room page setup hrs | 0 | Rooms × 5 min
0
0
Photo sort & compress hrs | 0 | Tiered photo time by equipment type
0
0
0
0
Finding pages hrs | 0 | Tiered finding rate by equipment type × 15 min
De-En finding pages hrs | 0 | De-En pieces × 20 min per page
IR finding allowance hrs | 0 | ROUNDUP(total pieces/50,0) × 20 min
Arc flash processing hrs | 0 | Arc flash pieces × 2 min
Raw total hours | 0.5 | Sum of all components before rounding
Year 3 Report Hours (FINAL) | 4 | CEILING(raw,4) — rounds to nearest 4hr block

## Totals
Hourly Rates | Straight time | Overtime | Doubletime
Overhead (Cost) | 72 | 105 | 137 |  | NFPA 70E Price per seat = |  | 500 |  | FILL IN ALL Yellow Boxes! (All other boxes locked to protect the calculation formulas.)
Billing Rate | 165 | 247.5 | 330
Prem. Factor |  | 1.5 | 2
|  | Facility Factor * |  |  |  |  | Travel Time Factor
Component Hours | Total Calculted Hours | Facility Access Factor (1.00-1.20) | Electrical walk through (Hrs.) | EMA Report Prep - Hrs. (Auto-calculated) | Regrouping access factor (RAF) (1.00-1.20) | Total Hours | # Technicians | Round trip travel time (Hrs) | Number of trips (Auto-calculated) | Total Travel Hours | Total Hours | Premium time factor * ( ST=1, OT ≥ 1.42, DT ≥ 1.85 ) | NFPA 70E Training | Selling Price $ | Gross Profit $ | Gross Profit %
Year 1 | 0 | 1 | 2 | 4 | 1 | 6 | 2 | 1 | 1 | 2 | 8 | 1 | 0 | 1320 | 678 | 51.36%
Year 2 | 0 | 1 | 2 | 4 | 1 | 6 | 2 | 1 | 1 | 2 | 8 | 1 | 0 | 1320 | 678 | 51.36%
Year 3 | 0 | 1 | 2 | 4 | 1 | 6 | 2 | 1 | 1 | 2 | 8 | 1 | 0 | 1320 | 678 | 51.36%
[12 empty] | Totals: |  | 3960 | 2034 | 51.36%
* Report Prep and Number of Trips auto-calculate but can be manually overridden by typing directly into the cell.
|  |  | 1 | Average | [5 empty] | * Premium time factor - Insert your overhead and billing rates in the top left corner.
|  |  | 1.05 | First time
|  |  | 1.1 | Many Rooms
|  |  | 1.15 | Escorted | [5 empty] | Ensure factors calculate between Overhead and Billing as follows:
|  |  | 1.2 | Tight Security
[10 empty] | Straight Time | Calculated as a 1, no factor applies
[10 empty] | Overtime | OT is = to or greater than ( > ) 1.42
[10 empty] | Doubletime | DT is = to or greater than ( > ) 1.85

## Price Calculator
RALCO Electric — Sales Price Calculator
Enter Target Margin
⚠ Fill in YELLOW cells only (All other cells calculate automatically!) ⚠
Year | Builder Sale Price | Builder Gross Profit $ | Total Cost | Target Margin % | Sale Price to Hit Target | Builder Margin %
Year 1 | 1320 | 678 | 642 |  |  | 51.36%
Year 2 | 1320 | 678 | 642 |  |  | 51.36%
Year 3 | 1320 | 678 | 642 |  |  | 51.36%
TOTALS | 3960 | 2034 | 1926 |  | 0 |  | ← | Projected Target Margin
YELLOW = Input cells ¦ BLUE = Calculated cost ¦ DARK BLUE = Target sale price output ¦ GREEN = Margin %

## Scope of Work
Scope of work | 3 Year Program-Scope of Work
Total Qty | 600 Volt and below | 2026 Basic EPM | 2026 Full EPM | 2026 De-En | 2026 IR | 2026 UT | 2026 A-F | 2027 Basic EPM | 2027 Full EPM | 2027 De-En | 2027 IR | 2027 UT | 2027 A-F | 2028 Basic EPM | 2028 Full EPM | 2028 De-En | 2028 IR | 2028 UT | 2028 A-F
0 | Switchgear - Incoming Main Service (Per Section) | 0 | 0 | 0 | 0 | 0 | 0 | 0 | 0 | 0 | 0 | 0 | 0 | 0 | 0 | 0 | 0 | 0 | 0
0 | Switchgear Insulated Case Breakers (Bus Mounted) | 0 | 0 | 0 | 0 | 0 | 0 | 0 | 0 | 0 | 0 | 0 | 0 | 0 | 0 | 0 | 0 | 0 | 0
0 | SwitchGear Drawout Breakers | 0 | 0 | 0 | 0 | 0 | 0 | 0 | 0 | 0 | 0 | 0 | 0 | 0 | 0 | 0 | 0 | 0 | 0
0 | Distribution Switchboard Multi Cover (Per Section) | 0 | 0 | 0 | 0 | 0 | 0 | 0 | 0 | 0 | 0 | 0 | 0 | 0 | 0 | 0 | 0 | 0 | 0
0 | Switchboard Disconnects | 0 | 0 | 0 | 0 | 0 | 0 | 0 | 0 | 0 | 0 | 0 | 0 | 0 | 0 | 0 | 0 | 0 | 0
0 | Switchboard Molded Case Breakers | 0 | 0 | 0 | 0 | 0 | 0 | 0 | 0 | 0 | 0 | 0 | 0 | 0 | 0 | 0 | 0 | 0 | 0
0 | Panelboard-Single Cover > 400A (Distribution Panel) | 0 | 0 | 0 | 0 | 0 | 0 | 0 | 0 | 0 | 0 | 0 | 0 | 0 | 0 | 0 | 0 | 0 | 0
0 | Panelboard-Single Cover < 400A (Branch Ckt Panel) | 0 | 0 | 0 | 0 | 0 | 0 | 0 | 0 | 0 | 0 | 0 | 0 | 0 | 0 | 0 | 0 | 0 | 0
0 | Motor Control Center (MCC-Per Vertical Section) | 0 | 0 | 0 | 0 | 0 | 0 | 0 | 0 | 0 | 0 | 0 | 0 | 0 | 0 | 0 | 0 | 0 | 0
0 | MCC: Combination Motor Starters | 0 | 0 | 0 | 0 | 0 | 0 | 0 | 0 | 0 | 0 | 0 | 0 | 0 | 0 | 0 | 0 | 0 | 0
0 | MCC: Molded Case Breaker | 0 | 0 | 0 | 0 | 0 | 0 | 0 | 0 | 0 | 0 | 0 | 0 | 0 | 0 | 0 | 0 | 0 | 0
0 | MCC: Individual Disconnect Switch | 0 | 0 | 0 | 0 | 0 | 0 | 0 | 0 | 0 | 0 | 0 | 0 | 0 | 0 | 0 | 0 | 0 | 0
0 | Motor Control Panel (MCP) | 0 | 0 | 0 | 0 | 0 | 0 | 0 | 0 | 0 | 0 | 0 | 0 | 0 | 0 | 0 | 0 | 0 | 0
0 | VFD Motor Control Panel (VFD-MCP) | 0 | 0 | 0 | 0 | 0 | 0 | 0 | 0 | 0 | 0 | 0 | 0 | 0 | 0 | 0 | 0 | 0 | 0
0 | Individual Disconnect Switch > 100A | 0 | 0 | 0 | 0 | 0 | 0 | 0 | 0 | 0 | 0 | 0 | 0 | 0 | 0 | 0 | 0 | 0 | 0
0 | Individual Molded Case Breaker > 100A | 0 | 0 | 0 | 0 | 0 | 0 | 0 | 0 | 0 | 0 | 0 | 0 | 0 | 0 | 0 | 0 | 0 | 0
0 | Individual Combination Motor Starter > 100A | 0 | 0 | 0 | 0 | 0 | 0 | 0 | 0 | 0 | 0 | 0 | 0 | 0 | 0 | 0 | 0 | 0 | 0
0 | Oil Filled Transformer - 5kV-15kV Primary - Any Size (Pad Mounted) | 0 | 0 | 0 | 0 | 0 | 0 | 0 | 0 | 0 | 0 | 0 | 0 | 0 | 0 | 0 | 0 | 0 | 0
0 | Oil Filled Transformer - > 15kV Primary (Substation Class) | 0 | 0 | 0 | 0 | 0 | 0 | 0 | 0 | 0 | 0 | 0 | 0 | 0 | 0 | 0 | 0 | 0 | 0
0 | Dry Type Transformer - < 480V Primary - Any Size kVA | 0 | 0 | 0 | 0 | 0 | 0 | 0 | 0 | 0 | 0 | 0 | 0 | 0 | 0 | 0 | 0 | 0 | 0
0 | Power Factor Correction Capacitors | 0 | 0 | 0 | 0 | 0 | 0 | 0 | 0 | 0 | 0 | 0 | 0 | 0 | 0 | 0 | 0 | 0 | 0
0 | Lighting Contactor > 100A | 0 | 0 | 0 | 0 | 0 | 0 | 0 | 0 | 0 | 0 | 0 | 0 | 0 | 0 | 0 | 0 | 0 | 0
0 | Power Distribution Unit (PDU) | 0 | 0 | 0 | 0 | 0 | 0 | 0 | 0 | 0 | 0 | 0 | 0 | 0 | 0 | 0 | 0 | 0 | 0
0 | Wire Trough, Gutter, or Large Junction Boxes | 0 | 0 | 0 | 0 | 0 | 0 | 0 | 0 | 0 | 0 | 0 | 0 | 0 | 0 | 0 | 0 | 0 | 0
0 | Bus Duct - Vertical or Horizontal (Per 10' section) | 0 | 0 | 0 | 0 | 0 | 0 | 0 | 0 | 0 | 0 | 0 | 0 | 0 | 0 | 0 | 0 | 0 | 0
0 | Automatic Transfer Switch (ATS) > 100A | 0 | 0 | 0 | 0 | 0 | 0 | 0 | 0 | 0 | 0 | 0 | 0 | 0 | 0 | 0 | 0 | 0 | 0
0 | Manual Transfer Switch (MTS) > 100A | 0 | 0 | 0 | 0 | 0 | 0 | 0 | 0 | 0 | 0 | 0 | 0 | 0 | 0 | 0 | 0 | 0 | 0
0 | Variable Frequency Drives (VFD) < 50 HP | 0 | 0 | 0 | 0 | 0 | 0 | 0 | 0 | 0 | 0 | 0 | 0 | 0 | 0 | 0 | 0 | 0 | 0
0 | Variable Frequency Drives (VFD) 51-200 HP | 0 | 0 | 0 | 0 | 0 | 0 | 0 | 0 | 0 | 0 | 0 | 0 | 0 | 0 | 0 | 0 | 0 | 0
0 | Motors < 50 HP | 0 | 0 | 0 | 0 | 0 | 0 | 0 | 0 | 0 | 0 | 0 | 0 | 0 | 0 | 0 | 0 | 0 | 0
0 | Motors 51-200 HP | 0 | 0 | 0 | 0 | 0 | 0 | 0 | 0 | 0 | 0 | 0 | 0 | 0 | 0 | 0 | 0 | 0 | 0
0 | Motors 201-500 HP | 0 | 0 | 0 | 0 | 0 | 0 | 0 | 0 | 0 | 0 | 0 | 0 | 0 | 0 | 0 | 0 | 0 | 0
0 | Compressed Air Equipment | 0 | 0 | 0 | 0 | 0 | 0 | 0 | 0 | 0 | 0 | 0 | 0 | 0 | 0 | 0 | 0 | 0 | 0
0 | HVAC Equipment (Large) | 0 | 0 | 0 | 0 | 0 | 0 | 0 | 0 | 0 | 0 | 0 | 0 | 0 | 0 | 0 | 0 | 0 | 0
0 | HVAC Equipment (Small) | 0 | 0 | 0 | 0 | 0 | 0 | 0 | 0 | 0 | 0 | 0 | 0 | 0 | 0 | 0 | 0 | 0 | 0
0 | Uninterruptible Power Supply (UPS) < 50kVA | 0 | 0 | 0 | 0 | 0 | 0 | 0 | 0 | 0 | 0 | 0 | 0 | 0 | 0 | 0 | 0 | 0 | 0
0 | Uninterruptible Power Supply (UPS) > 50kVA | 0 | 0 | 0 | 0 | 0 | 0 | 0 | 0 | 0 | 0 | 0 | 0 | 0 | 0 | 0 | 0 | 0 | 0
Price Totals

## Yr1byTask
600 Volt and below | Basic EPM | Full EPM | De-energized | IR | Ultrasonic | A-F Collection | Total Hours | Total pcs.
Switchgear - Incoming Main Service (Per Section) | 0 | 0 | 0 | 0 | 0 | 0 | 0 | 0
Switchgear Insulated Case Breakers (Bus Mounted) | 0 | 0 | 0 | 0 | 0 | 0 | 0 | 0
SwitchGear Drawout Breakers | 0 | 0 | 0 | 0 | 0 | 0 | 0 | 0
Distribution Switchboard Multi Cover (Per Section) | 0 | 0 | 0 | 0 | 0 | 0 | 0 | 0
Switchboard Disconnects | 0 | 0 | 0 | 0 | 0 | 0 | 0 | 0
Switchboard Molded Case Breakers | 0 | 0 | 0 | 0 | 0 | 0 | 0 | 0
Panelboard-Single Cover > 400A (Distribution Panel) | 0 | 0 | 0 | 0 | 0 | 0 | 0 | 0
Panelboard-Single Cover < 400A (Branch Ckt Panel) | 0 | 0 | 0 | 0 | 0 | 0 | 0 | 0
Motor Control Center (MCC-Per Vertical Section) | 0 | 0 | 0 | 0 | 0 | 0 | 0 | 0
MCC: Combination Motor Starters | 0 | 0 | 0 | 0 | 0 | 0 | 0 | 0
MCC: Molded Case Breaker | 0 | 0 | 0 | 0 | 0 | 0 | 0 | 0
MCC: Individual Disconnect Switch | 0 | 0 | 0 | 0 | 0 | 0 | 0 | 0
Motor Control Panel (MCP) | 0 | 0 | 0 | 0 | 0 | 0 | 0 | 0
VFD Motor Control Panel (VFD-MCP) | 0 | 0 | 0 | 0 | 0 | 0 | 0 | 0
Individual Disconnect Switch > 100A | 0 | 0 | 0 | 0 | 0 | 0 | 0 | 0
Individual Molded Case Breaker > 100A | 0 | 0 | 0 | 0 | 0 | 0 | 0 | 0
Individual Combination Motor Starter > 100A | 0 | 0 | 0 | 0 | 0 | 0 | 0 | 0
Oil Filled Transformer - 5kV-15kV Primary - Any Size (Pad Mounted) | 0 | 0 | 0 | 0 | 0 | 0 | 0 | 0
Oil Filled Transformer - > 15kV Primary (Substation Class) | 0 | 0 | 0 | 0 | 0 | 0 | 0 | 0
Dry Type Transformer - < 480V Primary - Any Size kVA | 0 | 0 | 0 | 0 | 0 | 0 | 0 | 0
Power Factor Correction Capacitors | 0 | 0 | 0 | 0 | 0 | 0 | 0 | 0
Lighting Contactor > 100A | 0 | 0 | 0 | 0 | 0 | 0 | 0 | 0
Power Distribution Unit (PDU) | 0 | 0 | 0 | 0 | 0 | 0 | 0 | 0
Wire Trough, Gutter, or Large Junction Boxes | 0 | 0 | 0 | 0 | 0 | 0 | 0 | 0
Bus Duct - Vertical or Horizontal (Per 10' section) | 0 | 0 | 0 | 0 | 0 | 0 | 0 | 0
Automatic Transfer Switch (ATS) > 100A | 0 | 0 | 0 | 0 | 0 | 0 | 0 | 0
Manual Transfer Switch (MTS) > 100A | 0 | 0 | 0 | 0 | 0 | 0 | 0 | 0
Variable Frequency Drives (VFD) < 50 HP | 0 | 0 | 0 | 0 | 0 | 0 | 0 | 0
Variable Frequency Drives (VFD) 51-200 HP | 0 | 0 | 0 | 0 | 0 | 0 | 0 | 0
Motors < 50 HP | 0 | 0 | 0 | 0 | 0 | 0 | 0 | 0
Motors 51-200 HP | 0 | 0 | 0 | 0 | 0 | 0 | 0 | 0
Motors 201-500 HP | 0 | 0 | 0 | 0 | 0 | 0 | 0 | 0
Compressed Air Equipment | 0 | 0 | 0 | 0 | 0 | 0 | 0 | 0
HVAC Equipment (Large) | 0 | 0 | 0 | 0 | 0 | 0 | 0 | 0
HVAC Equipment (Small) | 0 | 0 | 0 | 0 | 0 | 0 | 0 | 0
Uninterruptible Power Supply (UPS) < 50kVA | 0 | 0 | 0 | 0 | 0 | 0 | 0 | 0
Uninterruptible Power Supply (UPS) > 50kVA | 0 | 0 | 0 | 0 | 0 | 0 | 0 | 0

## Yr2byTask
600 Volt and below | Basic EPM | Full EPM | De-energized | IR | Ultrasonic | A-F Collection | Total Hours | Total pcs.
Switchgear - Incoming Main Service (Per Section) | 0 | 0 | 0 | 0 | 0 | 0 | 0 | 0
Switchgear Insulated Case Breakers (Bus Mounted) | 0 | 0 | 0 | 0 | 0 | 0 | 0 | 0
SwitchGear Drawout Breakers | 0 | 0 | 0 | 0 | 0 | 0 | 0 | 0
Distribution Switchboard Multi Cover (Per Section) | 0 | 0 | 0 | 0 | 0 | 0 | 0 | 0
Switchboard Disconnects | 0 | 0 | 0 | 0 | 0 | 0 | 0 | 0
Switchboard Molded Case Breakers | 0 | 0 | 0 | 0 | 0 | 0 | 0 | 0
Panelboard-Single Cover > 400A (Distribution Panel) | 0 | 0 | 0 | 0 | 0 | 0 | 0 | 0
Panelboard-Single Cover < 400A (Branch Ckt Panel) | 0 | 0 | 0 | 0 | 0 | 0 | 0 | 0
Motor Control Center (MCC-Per Vertical Section) | 0 | 0 | 0 | 0 | 0 | 0 | 0 | 0
MCC: Combination Motor Starters | 0 | 0 | 0 | 0 | 0 | 0 | 0 | 0
MCC: Molded Case Breaker | 0 | 0 | 0 | 0 | 0 | 0 | 0 | 0
MCC: Individual Disconnect Switch | 0 | 0 | 0 | 0 | 0 | 0 | 0 | 0
Motor Control Panel (MCP) | 0 | 0 | 0 | 0 | 0 | 0 | 0 | 0
VFD Motor Control Panel (VFD-MCP) | 0 | 0 | 0 | 0 | 0 | 0 | 0 | 0
Individual Disconnect Switch > 100A | 0 | 0 | 0 | 0 | 0 | 0 | 0 | 0
Individual Molded Case Breaker > 100A | 0 | 0 | 0 | 0 | 0 | 0 | 0 | 0
Individual Combination Motor Starter > 100A | 0 | 0 | 0 | 0 | 0 | 0 | 0 | 0
Oil Filled Transformer - 5kV-15kV Primary - Any Size (Pad Mounted) | 0 | 0 | 0 | 0 | 0 | 0 | 0 | 0
Oil Filled Transformer - > 15kV Primary (Substation Class) | 0 | 0 | 0 | 0 | 0 | 0 | 0 | 0
Dry Type Transformer - < 480V Primary - Any Size kVA | 0 | 0 | 0 | 0 | 0 | 0 | 0 | 0
Power Factor Correction Capacitors | 0 | 0 | 0 | 0 | 0 | 0 | 0 | 0
Lighting Contactor > 100A | 0 | 0 | 0 | 0 | 0 | 0 | 0 | 0
Power Distribution Unit (PDU) | 0 | 0 | 0 | 0 | 0 | 0 | 0 | 0
Wire Trough, Gutter, or Large Junction Boxes | 0 | 0 | 0 | 0 | 0 | 0 | 0 | 0
Bus Duct - Vertical or Horizontal (Per 10' section) | 0 | 0 | 0 | 0 | 0 | 0 | 0 | 0
Automatic Transfer Switch (ATS) > 100A | 0 | 0 | 0 | 0 | 0 | 0 | 0 | 0
Manual Transfer Switch (MTS) > 100A | 0 | 0 | 0 | 0 | 0 | 0 | 0 | 0
Variable Frequency Drives (VFD) < 50 HP | 0 | 0 | 0 | 0 | 0 | 0 | 0 | 0
Variable Frequency Drives (VFD) 51-200 HP | 0 | 0 | 0 | 0 | 0 | 0 | 0 | 0
Motors < 50 HP | 0 | 0 | 0 | 0 | 0 | 0 | 0 | 0
Motors 51-200 HP | 0 | 0 | 0 | 0 | 0 | 0 | 0 | 0
Motors 201-500 HP | 0 | 0 | 0 | 0 | 0 | 0 | 0 | 0
Compressed Air Equipment | 0 | 0 | 0 | 0 | 0 | 0 | 0 | 0
HVAC Equipment (Large) | 0 | 0 | 0 | 0 | 0 | 0 | 0 | 0
HVAC Equipment (Small) | 0 | 0 | 0 | 0 | 0 | 0 | 0 | 0
Uninterruptible Power Supply (UPS) < 50kVA | 0 | 0 | 0 | 0 | 0 | 0 | 0 | 0
Uninterruptible Power Supply (UPS) > 50kVA | 0 | 0 | 0 | 0 | 0 | 0 | 0 | 0

## Yr3byTask
600 Volt and below | Basic EPM | Full EPM | De-energized | IR | Ultrasonic | A-F Collection | Total Hours | Total pcs.
Switchgear - Incoming Main Service (Per Section) | 0 | 0 | 0 | 0 | 0 | 0 | 0 | 0
Switchgear Insulated Case Breakers (Bus Mounted) | 0 | 0 | 0 | 0 | 0 | 0 | 0 | 0
SwitchGear Drawout Breakers | 0 | 0 | 0 | 0 | 0 | 0 | 0 | 0
Distribution Switchboard Multi Cover (Per Section) | 0 | 0 | 0 | 0 | 0 | 0 | 0 | 0
Switchboard Disconnects | 0 | 0 | 0 | 0 | 0 | 0 | 0 | 0
Switchboard Molded Case Breakers | 0 | 0 | 0 | 0 | 0 | 0 | 0 | 0
Panelboard-Single Cover > 400A (Distribution Panel) | 0 | 0 | 0 | 0 | 0 | 0 | 0 | 0
Panelboard-Single Cover < 400A (Branch Ckt Panel) | 0 | 0 | 0 | 0 | 0 | 0 | 0 | 0
Motor Control Center (MCC-Per Vertical Section) | 0 | 0 | 0 | 0 | 0 | 0 | 0 | 0
MCC: Combination Motor Starters | 0 | 0 | 0 | 0 | 0 | 0 | 0 | 0
MCC: Molded Case Breaker | 0 | 0 | 0 | 0 | 0 | 0 | 0 | 0
MCC: Individual Disconnect Switch | 0 | 0 | 0 | 0 | 0 | 0 | 0 | 0
Motor Control Panel (MCP) | 0 | 0 | 0 | 0 | 0 | 0 | 0 | 0
VFD Motor Control Panel (VFD-MCP) | 0 | 0 | 0 | 0 | 0 | 0 | 0 | 0
Individual Disconnect Switch > 100A | 0 | 0 | 0 | 0 | 0 | 0 | 0 | 0
Individual Molded Case Breaker > 100A | 0 | 0 | 0 | 0 | 0 | 0 | 0 | 0
Individual Combination Motor Starter > 100A | 0 | 0 | 0 | 0 | 0 | 0 | 0 | 0
Oil Filled Transformer - 5kV-15kV Primary - Any Size (Pad Mounted) | 0 | 0 | 0 | 0 | 0 | 0 | 0 | 0
Oil Filled Transformer - > 15kV Primary (Substation Class) | 0 | 0 | 0 | 0 | 0 | 0 | 0 | 0
Dry Type Transformer - < 480V Primary - Any Size kVA | 0 | 0 | 0 | 0 | 0 | 0 | 0 | 0
Power Factor Correction Capacitors | 0 | 0 | 0 | 0 | 0 | 0 | 0 | 0
Lighting Contactor > 100A | 0 | 0 | 0 | 0 | 0 | 0 | 0 | 0
Power Distribution Unit (PDU) | 0 | 0 | 0 | 0 | 0 | 0 | 0 | 0
Wire Trough, Gutter, or Large Junction Boxes | 0 | 0 | 0 | 0 | 0 | 0 | 0 | 0
Bus Duct - Vertical or Horizontal (Per 10' section) | 0 | 0 | 0 | 0 | 0 | 0 | 0 | 0
Automatic Transfer Switch (ATS) > 100A | 0 | 0 | 0 | 0 | 0 | 0 | 0 | 0
Manual Transfer Switch (MTS) > 100A | 0 | 0 | 0 | 0 | 0 | 0 | 0 | 0
Variable Frequency Drives (VFD) < 50 HP | 0 | 0 | 0 | 0 | 0 | 0 | 0 | 0
Variable Frequency Drives (VFD) 51-200 HP | 0 | 0 | 0 | 0 | 0 | 0 | 0 | 0
Motors < 50 HP | 0 | 0 | 0 | 0 | 0 | 0 | 0 | 0
Motors 51-200 HP | 0 | 0 | 0 | 0 | 0 | 0 | 0 | 0
Motors 201-500 HP | 0 | 0 | 0 | 0 | 0 | 0 | 0 | 0
Compressed Air Equipment | 0 | 0 | 0 | 0 | 0 | 0 | 0 | 0
HVAC Equipment (Large) | 0 | 0 | 0 | 0 | 0 | 0 | 0 | 0
HVAC Equipment (Small) | 0 | 0 | 0 | 0 | 0 | 0 | 0 | 0
Uninterruptible Power Supply (UPS) < 50kVA | 0 | 0 | 0 | 0 | 0 | 0 | 0 | 0
Uninterruptible Power Supply (UPS) > 50kVA | 0 | 0 | 0 | 0 | 0 | 0 | 0 | 0

## Yr1byRoom
600 Volt and below | 0 | 0 | 0 | 0 | 0 | 0 | 0 | 0 | 0 | 0 | 0 | 0 | 0 | 0 | 0 | 0 | 0 | 0 | 0 | 0 | 0 | 0 | 0 | 0 | 0 | 0 | 0 | 0 | 0 | 0 | Total Pcs
Switchgear - Incoming Main Service (Per Section) | 0 | 0 | 0 | 0 | 0 | 0 | 0 | 0 | 0 | 0 | 0 | 0 | 0 | 0 | 0 | 0 | 0 | 0 | 0 | 0 | 0 | 0 | 0 | 0 | 0 | 0 | 0 | 0 | 0 | 0 | 0
Switchgear Insulated Case Breakers (Bus Mounted) | 0 | 0 | 0 | 0 | 0 | 0 | 0 | 0 | 0 | 0 | 0 | 0 | 0 | 0 | 0 | 0 | 0 | 0 | 0 | 0 | 0 | 0 | 0 | 0 | 0 | 0 | 0 | 0 | 0 | 0 | 0
SwitchGear Drawout Breakers | 0 | 0 | 0 | 0 | 0 | 0 | 0 | 0 | 0 | 0 | 0 | 0 | 0 | 0 | 0 | 0 | 0 | 0 | 0 | 0 | 0 | 0 | 0 | 0 | 0 | 0 | 0 | 0 | 0 | 0 | 0
Distribution Switchboard Multi Cover (Per Section) | 0 | 0 | 0 | 0 | 0 | 0 | 0 | 0 | 0 | 0 | 0 | 0 | 0 | 0 | 0 | 0 | 0 | 0 | 0 | 0 | 0 | 0 | 0 | 0 | 0 | 0 | 0 | 0 | 0 | 0 | 0
Switchboard Disconnects | 0 | 0 | 0 | 0 | 0 | 0 | 0 | 0 | 0 | 0 | 0 | 0 | 0 | 0 | 0 | 0 | 0 | 0 | 0 | 0 | 0 | 0 | 0 | 0 | 0 | 0 | 0 | 0 | 0 | 0 | 0
Switchboard Molded Case Breakers | 0 | 0 | 0 | 0 | 0 | 0 | 0 | 0 | 0 | 0 | 0 | 0 | 0 | 0 | 0 | 0 | 0 | 0 | 0 | 0 | 0 | 0 | 0 | 0 | 0 | 0 | 0 | 0 | 0 | 0 | 0
Panelboard-Single Cover > 400A (Distribution Panel) | 0 | 0 | 0 | 0 | 0 | 0 | 0 | 0 | 0 | 0 | 0 | 0 | 0 | 0 | 0 | 0 | 0 | 0 | 0 | 0 | 0 | 0 | 0 | 0 | 0 | 0 | 0 | 0 | 0 | 0 | 0
Panelboard-Single Cover < 400A (Branch Ckt Panel) | 0 | 0 | 0 | 0 | 0 | 0 | 0 | 0 | 0 | 0 | 0 | 0 | 0 | 0 | 0 | 0 | 0 | 0 | 0 | 0 | 0 | 0 | 0 | 0 | 0 | 0 | 0 | 0 | 0 | 0 | 0
Motor Control Center (MCC-Per Vertical Section) | 0 | 0 | 0 | 0 | 0 | 0 | 0 | 0 | 0 | 0 | 0 | 0 | 0 | 0 | 0 | 0 | 0 | 0 | 0 | 0 | 0 | 0 | 0 | 0 | 0 | 0 | 0 | 0 | 0 | 0 | 0
MCC: Combination Motor Starters | 0 | 0 | 0 | 0 | 0 | 0 | 0 | 0 | 0 | 0 | 0 | 0 | 0 | 0 | 0 | 0 | 0 | 0 | 0 | 0 | 0 | 0 | 0 | 0 | 0 | 0 | 0 | 0 | 0 | 0 | 0
MCC: Molded Case Breaker | 0 | 0 | 0 | 0 | 0 | 0 | 0 | 0 | 0 | 0 | 0 | 0 | 0 | 0 | 0 | 0 | 0 | 0 | 0 | 0 | 0 | 0 | 0 | 0 | 0 | 0 | 0 | 0 | 0 | 0 | 0
MCC: Individual Disconnect Switch | 0 | 0 | 0 | 0 | 0 | 0 | 0 | 0 | 0 | 0 | 0 | 0 | 0 | 0 | 0 | 0 | 0 | 0 | 0 | 0 | 0 | 0 | 0 | 0 | 0 | 0 | 0 | 0 | 0 | 0 | 0
Motor Control Panel (MCP) | 0 | 0 | 0 | 0 | 0 | 0 | 0 | 0 | 0 | 0 | 0 | 0 | 0 | 0 | 0 | 0 | 0 | 0 | 0 | 0 | 0 | 0 | 0 | 0 | 0 | 0 | 0 | 0 | 0 | 0 | 0
VFD Motor Control Panel (VFD-MCP) | 0 | 0 | 0 | 0 | 0 | 0 | 0 | 0 | 0 | 0 | 0 | 0 | 0 | 0 | 0 | 0 | 0 | 0 | 0 | 0 | 0 | 0 | 0 | 0 | 0 | 0 | 0 | 0 | 0 | 0 | 0
Individual Disconnect Switch > 100A | 0 | 0 | 0 | 0 | 0 | 0 | 0 | 0 | 0 | 0 | 0 | 0 | 0 | 0 | 0 | 0 | 0 | 0 | 0 | 0 | 0 | 0 | 0 | 0 | 0 | 0 | 0 | 0 | 0 | 0 | 0
Individual Molded Case Breaker > 100A | 0 | 0 | 0 | 0 | 0 | 0 | 0 | 0 | 0 | 0 | 0 | 0 | 0 | 0 | 0 | 0 | 0 | 0 | 0 | 0 | 0 | 0 | 0 | 0 | 0 | 0 | 0 | 0 | 0 | 0 | 0
Individual Combination Motor Starter > 100A | 0 | 0 | 0 | 0 | 0 | 0 | 0 | 0 | 0 | 0 | 0 | 0 | 0 | 0 | 0 | 0 | 0 | 0 | 0 | 0 | 0 | 0 | 0 | 0 | 0 | 0 | 0 | 0 | 0 | 0 | 0
Oil Filled Transformer - 5kV-15kV Primary - Any Size (Pad Mounted) | 0 | 0 | 0 | 0 | 0 | 0 | 0 | 0 | 0 | 0 | 0 | 0 | 0 | 0 | 0 | 0 | 0 | 0 | 0 | 0 | 0 | 0 | 0 | 0 | 0 | 0 | 0 | 0 | 0 | 0 | 0
Oil Filled Transformer - > 15kV Primary (Substation Class) | 0 | 0 | 0 | 0 | 0 | 0 | 0 | 0 | 0 | 0 | 0 | 0 | 0 | 0 | 0 | 0 | 0 | 0 | 0 | 0 | 0 | 0 | 0 | 0 | 0 | 0 | 0 | 0 | 0 | 0 | 0
Dry Type Transformer - < 480V Primary - Any Size kVA | 0 | 0 | 0 | 0 | 0 | 0 | 0 | 0 | 0 | 0 | 0 | 0 | 0 | 0 | 0 | 0 | 0 | 0 | 0 | 0 | 0 | 0 | 0 | 0 | 0 | 0 | 0 | 0 | 0 | 0 | 0
Power Factor Correction Capacitors | 0 | 0 | 0 | 0 | 0 | 0 | 0 | 0 | 0 | 0 | 0 | 0 | 0 | 0 | 0 | 0 | 0 | 0 | 0 | 0 | 0 | 0 | 0 | 0 | 0 | 0 | 0 | 0 | 0 | 0 | 0
Lighting Contactor > 100A | 0 | 0 | 0 | 0 | 0 | 0 | 0 | 0 | 0 | 0 | 0 | 0 | 0 | 0 | 0 | 0 | 0 | 0 | 0 | 0 | 0 | 0 | 0 | 0 | 0 | 0 | 0 | 0 | 0 | 0 | 0
Power Distribution Unit (PDU) | 0 | 0 | 0 | 0 | 0 | 0 | 0 | 0 | 0 | 0 | 0 | 0 | 0 | 0 | 0 | 0 | 0 | 0 | 0 | 0 | 0 | 0 | 0 | 0 | 0 | 0 | 0 | 0 | 0 | 0 | 0
Wire Trough, Gutter, or Large Junction Boxes | 0 | 0 | 0 | 0 | 0 | 0 | 0 | 0 | 0 | 0 | 0 | 0 | 0 | 0 | 0 | 0 | 0 | 0 | 0 | 0 | 0 | 0 | 0 | 0 | 0 | 0 | 0 | 0 | 0 | 0 | 0
Bus Duct - Vertical or Horizontal (Per 10' section) | 0 | 0 | 0 | 0 | 0 | 0 | 0 | 0 | 0 | 0 | 0 | 0 | 0 | 0 | 0 | 0 | 0 | 0 | 0 | 0 | 0 | 0 | 0 | 0 | 0 | 0 | 0 | 0 | 0 | 0 | 0
Automatic Transfer Switch (ATS) > 100A | 0 | 0 | 0 | 0 | 0 | 0 | 0 | 0 | 0 | 0 | 0 | 0 | 0 | 0 | 0 | 0 | 0 | 0 | 0 | 0 | 0 | 0 | 0 | 0 | 0 | 0 | 0 | 0 | 0 | 0 | 0
Manual Transfer Switch (MTS) > 100A | 0 | 0 | 0 | 0 | 0 | 0 | 0 | 0 | 0 | 0 | 0 | 0 | 0 | 0 | 0 | 0 | 0 | 0 | 0 | 0 | 0 | 0 | 0 | 0 | 0 | 0 | 0 | 0 | 0 | 0 | 0
Variable Frequency Drives (VFD) < 50 HP | 0 | 0 | 0 | 0 | 0 | 0 | 0 | 0 | 0 | 0 | 0 | 0 | 0 | 0 | 0 | 0 | 0 | 0 | 0 | 0 | 0 | 0 | 0 | 0 | 0 | 0 | 0 | 0 | 0 | 0 | 0
Variable Frequency Drives (VFD) 51-200 HP | 0 | 0 | 0 | 0 | 0 | 0 | 0 | 0 | 0 | 0 | 0 | 0 | 0 | 0 | 0 | 0 | 0 | 0 | 0 | 0 | 0 | 0 | 0 | 0 | 0 | 0 | 0 | 0 | 0 | 0 | 0
Motors < 50 HP | 0 | 0 | 0 | 0 | 0 | 0 | 0 | 0 | 0 | 0 | 0 | 0 | 0 | 0 | 0 | 0 | 0 | 0 | 0 | 0 | 0 | 0 | 0 | 0 | 0 | 0 | 0 | 0 | 0 | 0 | 0
Motors 51-200 HP | 0 | 0 | 0 | 0 | 0 | 0 | 0 | 0 | 0 | 0 | 0 | 0 | 0 | 0 | 0 | 0 | 0 | 0 | 0 | 0 | 0 | 0 | 0 | 0 | 0 | 0 | 0 | 0 | 0 | 0 | 0
Motors 201-500 HP | 0 | 0 | 0 | 0 | 0 | 0 | 0 | 0 | 0 | 0 | 0 | 0 | 0 | 0 | 0 | 0 | 0 | 0 | 0 | 0 | 0 | 0 | 0 | 0 | 0 | 0 | 0 | 0 | 0 | 0 | 0
Compressed Air Equipment | 0 | 0 | 0 | 0 | 0 | 0 | 0 | 0 | 0 | 0 | 0 | 0 | 0 | 0 | 0 | 0 | 0 | 0 | 0 | 0 | 0 | 0 | 0 | 0 | 0 | 0 | 0 | 0 | 0 | 0 | 0
HVAC Equipment (Large) | 0 | 0 | 0 | 0 | 0 | 0 | 0 | 0 | 0 | 0 | 0 | 0 | 0 | 0 | 0 | 0 | 0 | 0 | 0 | 0 | 0 | 0 | 0 | 0 | 0 | 0 | 0 | 0 | 0 | 0 | 0
HVAC Equipment (Small) | 0 | 0 | 0 | 0 | 0 | 0 | 0 | 0 | 0 | 0 | 0 | 0 | 0 | 0 | 0 | 0 | 0 | 0 | 0 | 0 | 0 | 0 | 0 | 0 | 0 | 0 | 0 | 0 | 0 | 0 | 0
Uninterruptible Power Supply (UPS) < 50kVA | 0 | 0 | 0 | 0 | 0 | 0 | 0 | 0 | 0 | 0 | 0 | 0 | 0 | 0 | 0 | 0 | 0 | 0 | 0 | 0 | 0 | 0 | 0 | 0 | 0 | 0 | 0 | 0 | 0 | 0 | 0
Uninterruptible Power Supply (UPS) > 50kVA | 0 | 0 | 0 | 0 | 0 | 0 | 0 | 0 | 0 | 0 | 0 | 0 | 0 | 0 | 0 | 0 | 0 | 0 | 0 | 0 | 0 | 0 | 0 | 0 | 0 | 0 | 0 | 0 | 0 | 0 | 0
TOTAL PIECES PER ROOM | 0 | 0 | 0 | 0 | 0 | 0 | 0 | 0 | 0 | 0 | 0 | 0 | 0 | 0 | 0 | 0 | 0 | 0 | 0 | 0 | 0 | 0 | 0 | 0 | 0 | 0 | 0 | 0 | 0 | 0 | 0

## Yr2byRoom
600 Volt and below | 0 | 0 | 0 | 0 | 0 | 0 | 0 | 0 | 0 | 0 | 0 | 0 | 0 | 0 | 0 | 0 | 0 | 0 | 0 | 0 | 0 | 0 | 0 | 0 | 0 | 0 | 0 | 0 | 0 | 0 | Total Pcs
Switchgear - Incoming Main Service (Per Section) | 0 | 0 | 0 | 0 | 0 | 0 | 0 | 0 | 0 | 0 | 0 | 0 | 0 | 0 | 0 | 0 | 0 | 0 | 0 | 0 | 0 | 0 | 0 | 0 | 0 | 0 | 0 | 0 | 0 | 0 | 0
Switchgear Insulated Case Breakers (Bus Mounted) | 0 | 0 | 0 | 0 | 0 | 0 | 0 | 0 | 0 | 0 | 0 | 0 | 0 | 0 | 0 | 0 | 0 | 0 | 0 | 0 | 0 | 0 | 0 | 0 | 0 | 0 | 0 | 0 | 0 | 0 | 0
SwitchGear Drawout Breakers | 0 | 0 | 0 | 0 | 0 | 0 | 0 | 0 | 0 | 0 | 0 | 0 | 0 | 0 | 0 | 0 | 0 | 0 | 0 | 0 | 0 | 0 | 0 | 0 | 0 | 0 | 0 | 0 | 0 | 0 | 0
Distribution Switchboard Multi Cover (Per Section) | 0 | 0 | 0 | 0 | 0 | 0 | 0 | 0 | 0 | 0 | 0 | 0 | 0 | 0 | 0 | 0 | 0 | 0 | 0 | 0 | 0 | 0 | 0 | 0 | 0 | 0 | 0 | 0 | 0 | 0 | 0
Switchboard Disconnects | 0 | 0 | 0 | 0 | 0 | 0 | 0 | 0 | 0 | 0 | 0 | 0 | 0 | 0 | 0 | 0 | 0 | 0 | 0 | 0 | 0 | 0 | 0 | 0 | 0 | 0 | 0 | 0 | 0 | 0 | 0
Switchboard Molded Case Breakers | 0 | 0 | 0 | 0 | 0 | 0 | 0 | 0 | 0 | 0 | 0 | 0 | 0 | 0 | 0 | 0 | 0 | 0 | 0 | 0 | 0 | 0 | 0 | 0 | 0 | 0 | 0 | 0 | 0 | 0 | 0
Panelboard-Single Cover > 400A (Distribution Panel) | 0 | 0 | 0 | 0 | 0 | 0 | 0 | 0 | 0 | 0 | 0 | 0 | 0 | 0 | 0 | 0 | 0 | 0 | 0 | 0 | 0 | 0 | 0 | 0 | 0 | 0 | 0 | 0 | 0 | 0 | 0
Panelboard-Single Cover < 400A (Branch Ckt Panel) | 0 | 0 | 0 | 0 | 0 | 0 | 0 | 0 | 0 | 0 | 0 | 0 | 0 | 0 | 0 | 0 | 0 | 0 | 0 | 0 | 0 | 0 | 0 | 0 | 0 | 0 | 0 | 0 | 0 | 0 | 0
Motor Control Center (MCC-Per Vertical Section) | 0 | 0 | 0 | 0 | 0 | 0 | 0 | 0 | 0 | 0 | 0 | 0 | 0 | 0 | 0 | 0 | 0 | 0 | 0 | 0 | 0 | 0 | 0 | 0 | 0 | 0 | 0 | 0 | 0 | 0 | 0
MCC: Combination Motor Starters | 0 | 0 | 0 | 0 | 0 | 0 | 0 | 0 | 0 | 0 | 0 | 0 | 0 | 0 | 0 | 0 | 0 | 0 | 0 | 0 | 0 | 0 | 0 | 0 | 0 | 0 | 0 | 0 | 0 | 0 | 0
MCC: Molded Case Breaker | 0 | 0 | 0 | 0 | 0 | 0 | 0 | 0 | 0 | 0 | 0 | 0 | 0 | 0 | 0 | 0 | 0 | 0 | 0 | 0 | 0 | 0 | 0 | 0 | 0 | 0 | 0 | 0 | 0 | 0 | 0
MCC: Individual Disconnect Switch | 0 | 0 | 0 | 0 | 0 | 0 | 0 | 0 | 0 | 0 | 0 | 0 | 0 | 0 | 0 | 0 | 0 | 0 | 0 | 0 | 0 | 0 | 0 | 0 | 0 | 0 | 0 | 0 | 0 | 0 | 0
Motor Control Panel (MCP) | 0 | 0 | 0 | 0 | 0 | 0 | 0 | 0 | 0 | 0 | 0 | 0 | 0 | 0 | 0 | 0 | 0 | 0 | 0 | 0 | 0 | 0 | 0 | 0 | 0 | 0 | 0 | 0 | 0 | 0 | 0
VFD Motor Control Panel (VFD-MCP) | 0 | 0 | 0 | 0 | 0 | 0 | 0 | 0 | 0 | 0 | 0 | 0 | 0 | 0 | 0 | 0 | 0 | 0 | 0 | 0 | 0 | 0 | 0 | 0 | 0 | 0 | 0 | 0 | 0 | 0 | 0
Individual Disconnect Switch > 100A | 0 | 0 | 0 | 0 | 0 | 0 | 0 | 0 | 0 | 0 | 0 | 0 | 0 | 0 | 0 | 0 | 0 | 0 | 0 | 0 | 0 | 0 | 0 | 0 | 0 | 0 | 0 | 0 | 0 | 0 | 0
Individual Molded Case Breaker > 100A | 0 | 0 | 0 | 0 | 0 | 0 | 0 | 0 | 0 | 0 | 0 | 0 | 0 | 0 | 0 | 0 | 0 | 0 | 0 | 0 | 0 | 0 | 0 | 0 | 0 | 0 | 0 | 0 | 0 | 0 | 0
Individual Combination Motor Starter > 100A | 0 | 0 | 0 | 0 | 0 | 0 | 0 | 0 | 0 | 0 | 0 | 0 | 0 | 0 | 0 | 0 | 0 | 0 | 0 | 0 | 0 | 0 | 0 | 0 | 0 | 0 | 0 | 0 | 0 | 0 | 0
Oil Filled Transformer - 5kV-15kV Primary - Any Size (Pad Mounted) | 0 | 0 | 0 | 0 | 0 | 0 | 0 | 0 | 0 | 0 | 0 | 0 | 0 | 0 | 0 | 0 | 0 | 0 | 0 | 0 | 0 | 0 | 0 | 0 | 0 | 0 | 0 | 0 | 0 | 0 | 0
Oil Filled Transformer - > 15kV Primary (Substation Class) | 0 | 0 | 0 | 0 | 0 | 0 | 0 | 0 | 0 | 0 | 0 | 0 | 0 | 0 | 0 | 0 | 0 | 0 | 0 | 0 | 0 | 0 | 0 | 0 | 0 | 0 | 0 | 0 | 0 | 0 | 0
Dry Type Transformer - < 480V Primary - Any Size kVA | 0 | 0 | 0 | 0 | 0 | 0 | 0 | 0 | 0 | 0 | 0 | 0 | 0 | 0 | 0 | 0 | 0 | 0 | 0 | 0 | 0 | 0 | 0 | 0 | 0 | 0 | 0 | 0 | 0 | 0 | 0
Power Factor Correction Capacitors | 0 | 0 | 0 | 0 | 0 | 0 | 0 | 0 | 0 | 0 | 0 | 0 | 0 | 0 | 0 | 0 | 0 | 0 | 0 | 0 | 0 | 0 | 0 | 0 | 0 | 0 | 0 | 0 | 0 | 0 | 0
Lighting Contactor > 100A | 0 | 0 | 0 | 0 | 0 | 0 | 0 | 0 | 0 | 0 | 0 | 0 | 0 | 0 | 0 | 0 | 0 | 0 | 0 | 0 | 0 | 0 | 0 | 0 | 0 | 0 | 0 | 0 | 0 | 0 | 0
Power Distribution Unit (PDU) | 0 | 0 | 0 | 0 | 0 | 0 | 0 | 0 | 0 | 0 | 0 | 0 | 0 | 0 | 0 | 0 | 0 | 0 | 0 | 0 | 0 | 0 | 0 | 0 | 0 | 0 | 0 | 0 | 0 | 0 | 0
Wire Trough, Gutter, or Large Junction Boxes | 0 | 0 | 0 | 0 | 0 | 0 | 0 | 0 | 0 | 0 | 0 | 0 | 0 | 0 | 0 | 0 | 0 | 0 | 0 | 0 | 0 | 0 | 0 | 0 | 0 | 0 | 0 | 0 | 0 | 0 | 0
Bus Duct - Vertical or Horizontal (Per 10' section) | 0 | 0 | 0 | 0 | 0 | 0 | 0 | 0 | 0 | 0 | 0 | 0 | 0 | 0 | 0 | 0 | 0 | 0 | 0 | 0 | 0 | 0 | 0 | 0 | 0 | 0 | 0 | 0 | 0 | 0 | 0
Automatic Transfer Switch (ATS) > 100A | 0 | 0 | 0 | 0 | 0 | 0 | 0 | 0 | 0 | 0 | 0 | 0 | 0 | 0 | 0 | 0 | 0 | 0 | 0 | 0 | 0 | 0 | 0 | 0 | 0 | 0 | 0 | 0 | 0 | 0 | 0
Manual Transfer Switch (MTS) > 100A | 0 | 0 | 0 | 0 | 0 | 0 | 0 | 0 | 0 | 0 | 0 | 0 | 0 | 0 | 0 | 0 | 0 | 0 | 0 | 0 | 0 | 0 | 0 | 0 | 0 | 0 | 0 | 0 | 0 | 0 | 0
Variable Frequency Drives (VFD) < 50 HP | 0 | 0 | 0 | 0 | 0 | 0 | 0 | 0 | 0 | 0 | 0 | 0 | 0 | 0 | 0 | 0 | 0 | 0 | 0 | 0 | 0 | 0 | 0 | 0 | 0 | 0 | 0 | 0 | 0 | 0 | 0
Variable Frequency Drives (VFD) 51-200 HP | 0 | 0 | 0 | 0 | 0 | 0 | 0 | 0 | 0 | 0 | 0 | 0 | 0 | 0 | 0 | 0 | 0 | 0 | 0 | 0 | 0 | 0 | 0 | 0 | 0 | 0 | 0 | 0 | 0 | 0 | 0
Motors < 50 HP | 0 | 0 | 0 | 0 | 0 | 0 | 0 | 0 | 0 | 0 | 0 | 0 | 0 | 0 | 0 | 0 | 0 | 0 | 0 | 0 | 0 | 0 | 0 | 0 | 0 | 0 | 0 | 0 | 0 | 0 | 0
Motors 51-200 HP | 0 | 0 | 0 | 0 | 0 | 0 | 0 | 0 | 0 | 0 | 0 | 0 | 0 | 0 | 0 | 0 | 0 | 0 | 0 | 0 | 0 | 0 | 0 | 0 | 0 | 0 | 0 | 0 | 0 | 0 | 0
Motors 201-500 HP | 0 | 0 | 0 | 0 | 0 | 0 | 0 | 0 | 0 | 0 | 0 | 0 | 0 | 0 | 0 | 0 | 0 | 0 | 0 | 0 | 0 | 0 | 0 | 0 | 0 | 0 | 0 | 0 | 0 | 0 | 0
Compressed Air Equipment | 0 | 0 | 0 | 0 | 0 | 0 | 0 | 0 | 0 | 0 | 0 | 0 | 0 | 0 | 0 | 0 | 0 | 0 | 0 | 0 | 0 | 0 | 0 | 0 | 0 | 0 | 0 | 0 | 0 | 0 | 0
HVAC Equipment (Large) | 0 | 0 | 0 | 0 | 0 | 0 | 0 | 0 | 0 | 0 | 0 | 0 | 0 | 0 | 0 | 0 | 0 | 0 | 0 | 0 | 0 | 0 | 0 | 0 | 0 | 0 | 0 | 0 | 0 | 0 | 0
HVAC Equipment (Small) | 0 | 0 | 0 | 0 | 0 | 0 | 0 | 0 | 0 | 0 | 0 | 0 | 0 | 0 | 0 | 0 | 0 | 0 | 0 | 0 | 0 | 0 | 0 | 0 | 0 | 0 | 0 | 0 | 0 | 0 | 0
Uninterruptible Power Supply (UPS) < 50kVA | 0 | 0 | 0 | 0 | 0 | 0 | 0 | 0 | 0 | 0 | 0 | 0 | 0 | 0 | 0 | 0 | 0 | 0 | 0 | 0 | 0 | 0 | 0 | 0 | 0 | 0 | 0 | 0 | 0 | 0 | 0
Uninterruptible Power Supply (UPS) > 50kVA | 0 | 0 | 0 | 0 | 0 | 0 | 0 | 0 | 0 | 0 | 0 | 0 | 0 | 0 | 0 | 0 | 0 | 0 | 0 | 0 | 0 | 0 | 0 | 0 | 0 | 0 | 0 | 0 | 0 | 0 | 0
TOTAL PIECES PER ROOM | 0 | 0 | 0 | 0 | 0 | 0 | 0 | 0 | 0 | 0 | 0 | 0 | 0 | 0 | 0 | 0 | 0 | 0 | 0 | 0 | 0 | 0 | 0 | 0 | 0 | 0 | 0 | 0 | 0 | 0 | 0

## Yr3byRoom
600 Volt and below | 0 | 0 | 0 | 0 | 0 | 0 | 0 | 0 | 0 | 0 | 0 | 0 | 0 | 0 | 0 | 0 | 0 | 0 | 0 | 0 | 0 | 0 | 0 | 0 | 0 | 0 | 0 | 0 | 0 | 0 | Total Pcs
Switchgear - Incoming Main Service (Per Section) | 0 | 0 | 0 | 0 | 0 | 0 | 0 | 0 | 0 | 0 | 0 | 0 | 0 | 0 | 0 | 0 | 0 | 0 | 0 | 0 | 0 | 0 | 0 | 0 | 0 | 0 | 0 | 0 | 0 | 0 | 0
Switchgear Insulated Case Breakers (Bus Mounted) | 0 | 0 | 0 | 0 | 0 | 0 | 0 | 0 | 0 | 0 | 0 | 0 | 0 | 0 | 0 | 0 | 0 | 0 | 0 | 0 | 0 | 0 | 0 | 0 | 0 | 0 | 0 | 0 | 0 | 0 | 0
SwitchGear Drawout Breakers | 0 | 0 | 0 | 0 | 0 | 0 | 0 | 0 | 0 | 0 | 0 | 0 | 0 | 0 | 0 | 0 | 0 | 0 | 0 | 0 | 0 | 0 | 0 | 0 | 0 | 0 | 0 | 0 | 0 | 0 | 0
Distribution Switchboard Multi Cover (Per Section) | 0 | 0 | 0 | 0 | 0 | 0 | 0 | 0 | 0 | 0 | 0 | 0 | 0 | 0 | 0 | 0 | 0 | 0 | 0 | 0 | 0 | 0 | 0 | 0 | 0 | 0 | 0 | 0 | 0 | 0 | 0
Switchboard Disconnects | 0 | 0 | 0 | 0 | 0 | 0 | 0 | 0 | 0 | 0 | 0 | 0 | 0 | 0 | 0 | 0 | 0 | 0 | 0 | 0 | 0 | 0 | 0 | 0 | 0 | 0 | 0 | 0 | 0 | 0 | 0
Switchboard Molded Case Breakers | 0 | 0 | 0 | 0 | 0 | 0 | 0 | 0 | 0 | 0 | 0 | 0 | 0 | 0 | 0 | 0 | 0 | 0 | 0 | 0 | 0 | 0 | 0 | 0 | 0 | 0 | 0 | 0 | 0 | 0 | 0
Panelboard-Single Cover > 400A (Distribution Panel) | 0 | 0 | 0 | 0 | 0 | 0 | 0 | 0 | 0 | 0 | 0 | 0 | 0 | 0 | 0 | 0 | 0 | 0 | 0 | 0 | 0 | 0 | 0 | 0 | 0 | 0 | 0 | 0 | 0 | 0 | 0
Panelboard-Single Cover < 400A (Branch Ckt Panel) | 0 | 0 | 0 | 0 | 0 | 0 | 0 | 0 | 0 | 0 | 0 | 0 | 0 | 0 | 0 | 0 | 0 | 0 | 0 | 0 | 0 | 0 | 0 | 0 | 0 | 0 | 0 | 0 | 0 | 0 | 0
Motor Control Center (MCC-Per Vertical Section) | 0 | 0 | 0 | 0 | 0 | 0 | 0 | 0 | 0 | 0 | 0 | 0 | 0 | 0 | 0 | 0 | 0 | 0 | 0 | 0 | 0 | 0 | 0 | 0 | 0 | 0 | 0 | 0 | 0 | 0 | 0
MCC: Combination Motor Starters | 0 | 0 | 0 | 0 | 0 | 0 | 0 | 0 | 0 | 0 | 0 | 0 | 0 | 0 | 0 | 0 | 0 | 0 | 0 | 0 | 0 | 0 | 0 | 0 | 0 | 0 | 0 | 0 | 0 | 0 | 0
MCC: Molded Case Breaker | 0 | 0 | 0 | 0 | 0 | 0 | 0 | 0 | 0 | 0 | 0 | 0 | 0 | 0 | 0 | 0 | 0 | 0 | 0 | 0 | 0 | 0 | 0 | 0 | 0 | 0 | 0 | 0 | 0 | 0 | 0
MCC: Individual Disconnect Switch | 0 | 0 | 0 | 0 | 0 | 0 | 0 | 0 | 0 | 0 | 0 | 0 | 0 | 0 | 0 | 0 | 0 | 0 | 0 | 0 | 0 | 0 | 0 | 0 | 0 | 0 | 0 | 0 | 0 | 0 | 0
Motor Control Panel (MCP) | 0 | 0 | 0 | 0 | 0 | 0 | 0 | 0 | 0 | 0 | 0 | 0 | 0 | 0 | 0 | 0 | 0 | 0 | 0 | 0 | 0 | 0 | 0 | 0 | 0 | 0 | 0 | 0 | 0 | 0 | 0
VFD Motor Control Panel (VFD-MCP) | 0 | 0 | 0 | 0 | 0 | 0 | 0 | 0 | 0 | 0 | 0 | 0 | 0 | 0 | 0 | 0 | 0 | 0 | 0 | 0 | 0 | 0 | 0 | 0 | 0 | 0 | 0 | 0 | 0 | 0 | 0
Individual Disconnect Switch > 100A | 0 | 0 | 0 | 0 | 0 | 0 | 0 | 0 | 0 | 0 | 0 | 0 | 0 | 0 | 0 | 0 | 0 | 0 | 0 | 0 | 0 | 0 | 0 | 0 | 0 | 0 | 0 | 0 | 0 | 0 | 0
Individual Molded Case Breaker > 100A | 0 | 0 | 0 | 0 | 0 | 0 | 0 | 0 | 0 | 0 | 0 | 0 | 0 | 0 | 0 | 0 | 0 | 0 | 0 | 0 | 0 | 0 | 0 | 0 | 0 | 0 | 0 | 0 | 0 | 0 | 0
Individual Combination Motor Starter > 100A | 0 | 0 | 0 | 0 | 0 | 0 | 0 | 0 | 0 | 0 | 0 | 0 | 0 | 0 | 0 | 0 | 0 | 0 | 0 | 0 | 0 | 0 | 0 | 0 | 0 | 0 | 0 | 0 | 0 | 0 | 0
Oil Filled Transformer - 5kV-15kV Primary - Any Size (Pad Mounted) | 0 | 0 | 0 | 0 | 0 | 0 | 0 | 0 | 0 | 0 | 0 | 0 | 0 | 0 | 0 | 0 | 0 | 0 | 0 | 0 | 0 | 0 | 0 | 0 | 0 | 0 | 0 | 0 | 0 | 0 | 0
Oil Filled Transformer - > 15kV Primary (Substation Class) | 0 | 0 | 0 | 0 | 0 | 0 | 0 | 0 | 0 | 0 | 0 | 0 | 0 | 0 | 0 | 0 | 0 | 0 | 0 | 0 | 0 | 0 | 0 | 0 | 0 | 0 | 0 | 0 | 0 | 0 | 0
Dry Type Transformer - < 480V Primary - Any Size kVA | 0 | 0 | 0 | 0 | 0 | 0 | 0 | 0 | 0 | 0 | 0 | 0 | 0 | 0 | 0 | 0 | 0 | 0 | 0 | 0 | 0 | 0 | 0 | 0 | 0 | 0 | 0 | 0 | 0 | 0 | 0
Power Factor Correction Capacitors | 0 | 0 | 0 | 0 | 0 | 0 | 0 | 0 | 0 | 0 | 0 | 0 | 0 | 0 | 0 | 0 | 0 | 0 | 0 | 0 | 0 | 0 | 0 | 0 | 0 | 0 | 0 | 0 | 0 | 0 | 0
Lighting Contactor > 100A | 0 | 0 | 0 | 0 | 0 | 0 | 0 | 0 | 0 | 0 | 0 | 0 | 0 | 0 | 0 | 0 | 0 | 0 | 0 | 0 | 0 | 0 | 0 | 0 | 0 | 0 | 0 | 0 | 0 | 0 | 0
Power Distribution Unit (PDU) | 0 | 0 | 0 | 0 | 0 | 0 | 0 | 0 | 0 | 0 | 0 | 0 | 0 | 0 | 0 | 0 | 0 | 0 | 0 | 0 | 0 | 0 | 0 | 0 | 0 | 0 | 0 | 0 | 0 | 0 | 0
Wire Trough, Gutter, or Large Junction Boxes | 0 | 0 | 0 | 0 | 0 | 0 | 0 | 0 | 0 | 0 | 0 | 0 | 0 | 0 | 0 | 0 | 0 | 0 | 0 | 0 | 0 | 0 | 0 | 0 | 0 | 0 | 0 | 0 | 0 | 0 | 0
Bus Duct - Vertical or Horizontal (Per 10' section) | 0 | 0 | 0 | 0 | 0 | 0 | 0 | 0 | 0 | 0 | 0 | 0 | 0 | 0 | 0 | 0 | 0 | 0 | 0 | 0 | 0 | 0 | 0 | 0 | 0 | 0 | 0 | 0 | 0 | 0 | 0
Automatic Transfer Switch (ATS) > 100A | 0 | 0 | 0 | 0 | 0 | 0 | 0 | 0 | 0 | 0 | 0 | 0 | 0 | 0 | 0 | 0 | 0 | 0 | 0 | 0 | 0 | 0 | 0 | 0 | 0 | 0 | 0 | 0 | 0 | 0 | 0
Manual Transfer Switch (MTS) > 100A | 0 | 0 | 0 | 0 | 0 | 0 | 0 | 0 | 0 | 0 | 0 | 0 | 0 | 0 | 0 | 0 | 0 | 0 | 0 | 0 | 0 | 0 | 0 | 0 | 0 | 0 | 0 | 0 | 0 | 0 | 0
Variable Frequency Drives (VFD) < 50 HP | 0 | 0 | 0 | 0 | 0 | 0 | 0 | 0 | 0 | 0 | 0 | 0 | 0 | 0 | 0 | 0 | 0 | 0 | 0 | 0 | 0 | 0 | 0 | 0 | 0 | 0 | 0 | 0 | 0 | 0 | 0
Variable Frequency Drives (VFD) 51-200 HP | 0 | 0 | 0 | 0 | 0 | 0 | 0 | 0 | 0 | 0 | 0 | 0 | 0 | 0 | 0 | 0 | 0 | 0 | 0 | 0 | 0 | 0 | 0 | 0 | 0 | 0 | 0 | 0 | 0 | 0 | 0
Motors < 50 HP | 0 | 0 | 0 | 0 | 0 | 0 | 0 | 0 | 0 | 0 | 0 | 0 | 0 | 0 | 0 | 0 | 0 | 0 | 0 | 0 | 0 | 0 | 0 | 0 | 0 | 0 | 0 | 0 | 0 | 0 | 0
Motors 51-200 HP | 0 | 0 | 0 | 0 | 0 | 0 | 0 | 0 | 0 | 0 | 0 | 0 | 0 | 0 | 0 | 0 | 0 | 0 | 0 | 0 | 0 | 0 | 0 | 0 | 0 | 0 | 0 | 0 | 0 | 0 | 0
Motors 201-500 HP | 0 | 0 | 0 | 0 | 0 | 0 | 0 | 0 | 0 | 0 | 0 | 0 | 0 | 0 | 0 | 0 | 0 | 0 | 0 | 0 | 0 | 0 | 0 | 0 | 0 | 0 | 0 | 0 | 0 | 0 | 0
Compressed Air Equipment | 0 | 0 | 0 | 0 | 0 | 0 | 0 | 0 | 0 | 0 | 0 | 0 | 0 | 0 | 0 | 0 | 0 | 0 | 0 | 0 | 0 | 0 | 0 | 0 | 0 | 0 | 0 | 0 | 0 | 0 | 0
HVAC Equipment (Large) | 0 | 0 | 0 | 0 | 0 | 0 | 0 | 0 | 0 | 0 | 0 | 0 | 0 | 0 | 0 | 0 | 0 | 0 | 0 | 0 | 0 | 0 | 0 | 0 | 0 | 0 | 0 | 0 | 0 | 0 | 0
HVAC Equipment (Small) | 0 | 0 | 0 | 0 | 0 | 0 | 0 | 0 | 0 | 0 | 0 | 0 | 0 | 0 | 0 | 0 | 0 | 0 | 0 | 0 | 0 | 0 | 0 | 0 | 0 | 0 | 0 | 0 | 0 | 0 | 0
Uninterruptible Power Supply (UPS) < 50kVA | 0 | 0 | 0 | 0 | 0 | 0 | 0 | 0 | 0 | 0 | 0 | 0 | 0 | 0 | 0 | 0 | 0 | 0 | 0 | 0 | 0 | 0 | 0 | 0 | 0 | 0 | 0 | 0 | 0 | 0 | 0
Uninterruptible Power Supply (UPS) > 50kVA | 0 | 0 | 0 | 0 | 0 | 0 | 0 | 0 | 0 | 0 | 0 | 0 | 0 | 0 | 0 | 0 | 0 | 0 | 0 | 0 | 0 | 0 | 0 | 0 | 0 | 0 | 0 | 0 | 0 | 0 | 0
TOTAL PIECES PER ROOM | 0 | 0 | 0 | 0 | 0 | 0 | 0 | 0 | 0 | 0 | 0 | 0 | 0 | 0 | 0 | 0 | 0 | 0 | 0 | 0 | 0 | 0 | 0 | 0 | 0 | 0 | 0 | 0 | 0 | 0 | 0